## ran_site_equipment
site_id | class | site_type | architecture | sectors | n78_64T64R_AAU | n78_8T8R_radio | n28_RRU | n1n3_or_n3_RRU | passive_antenna_2L4H | DU_at_site | CSR | fronthaul_gateway | NR_cells | avg_load_W | peak_load_W | rectifier_kW | battery_kWh | battery_modules_4.8kWh | grid_kVA | solar_PV_kWp
AMM-DU-0001 | DU | Rooftop | C-RAN | 3 | 3 | 0 | 3 | 3 | 3 | 0 | 0 | 1 | 18 | 6060 | 8530 | 21 | 33.6 | 7 | 15 | 0
AMM-DU-0002 | DU | Rooftop | C-RAN | 3 | 3 | 0 | 3 | 3 | 3 | 0 | 0 | 1 | 18 | 6060 | 8530 | 21 | 33.6 | 7 | 15 | 0
AMM-DU-0003 | DU | Rooftop | C-RAN | 3 | 3 | 0 | 3 | 3 | 3 | 0 | 0 | 1 | 18 | 6060 | 8530 | 21 | 33.6 | 7 | 15 | 0
AMM-DU-0004 | DU | Rooftop | C-RAN | 3 | 3 | 0 | 3 | 3 | 3 | 0 | 0 | 1 | 18 | 6060 | 8530 | 21 | 33.6 | 7 | 15 | 0
AMM-DU-0005 | DU | Rooftop | C-RAN | 3 | 3 | 0 | 3 | 3 | 3 | 0 | 0 | 1 | 18 | 6060 | 8530 | 21 | 33.6 | 7 | 15 | 0
AMM-DU-0006 | DU | Rooftop | C-RAN | 3 | 3 | 0 | 3 | 3 | 3 | 0 | 0 | 1 | 18 | 6060 | 8530 | 21 | 33.6 | 7 | 15 | 0
AMM-DU-0007 | DU | Rooftop | C-RAN | 3 | 3 | 0 | 3 | 3 | 3 | 0 | 0 | 1 | 18 | 6060 | 8530 | 21 | 33.6 | 7 | 15 | 0
AMM-DU-0008 | DU | Rooftop | C-RAN | 3 | 3 | 0 | 3 | 3 | 3 | 0 | 0 | 1 | 18 | 6060 | 8530 | 21 | 33.6 | 7 | 15 | 0
AMM-DU-0009 | DU | Rooftop | C-RAN | 3 | 3 | 0 | 3 | 3 | 3 | 0 | 0 | 1 | 18 | 6060 | 8530 | 21 | 33.6 | 7 | 15 | 0
AMM-DU-0010 | DU | Rooftop | C-RAN | 3 | 3 | 0 | 3 | 3 | 3 | 0 | 0 | 1 | 18 | 6060 | 8530 | 21 | 33.6 | 7 | 15 | 0
AMM-DU-0011 | DU | Rooftop | C-RAN | 3 | 3 | 0 | 3 | 3 | 3 | 0 | 0 | 1 | 18 | 6060 | 8530 | 21 | 33.6 | 7 | 15 | 0
AMM-DU-0012 | DU | Rooftop | C-RAN | 3 | 3 | 0 | 3 | 3 | 3 | 0 | 0 | 1 | 18 | 6060 | 8530 | 21 | 33.6 | 7 | 15 | 0
AMM-DU-0013 | DU | Rooftop | C-RAN | 3 | 3 | 0 | 3 | 3 | 3 | 0 | 0 | 1 | 18 | 6060 | 8530 | 21 | 33.6 | 7 | 15 | 0
AMM-DU-0014 | DU | Rooftop | C-RAN | 3 | 3 | 0 | 3 | 3 | 3 | 0 | 0 | 1 | 18 | 6060 | 8530 | 21 | 33.6 | 7 | 15 | 0
AMM-DU-0015 | DU | Rooftop | C-RAN | 3 | 3 | 0 | 3 | 3 | 3 | 0 | 0 | 1 | 18 | 6060 | 8530 | 21 | 33.6 | 7 | 15 | 0
AMM-DU-0016 | DU | Rooftop | C-RAN | 3 | 3 | 0 | 3 | 3 | 3 | 0 | 0 | 1 | 18 | 6060 | 8530 | 21 | 33.6 | 7 | 15 | 0
AMM-DU-0017 | DU | Rooftop | C-RAN | 3 | 3 | 0 | 3 | 3 | 3 | 0 | 0 | 1 | 18 | 6060 | 8530 | 21 | 33.6 | 7 | 15 | 0
AMM-DU-0018 | DU | Rooftop | C-RAN | 3 | 3 | 0 | 3 | 3 | 3 | 0 | 0 | 1 | 18 | 6060 | 8530 | 21 | 33.6 | 7 | 15 | 0
AMM-DU-0019 | DU | Rooftop | C-RAN | 3 | 3 | 0 | 3 | 3 | 3 | 0 | 0 | 1 | 18 | 6060 | 8530 | 21 | 33.6 | 7 | 15 | 0
AMM-DU-0020 | DU | Rooftop | C-RAN | 3 | 3 | 0 | 3 | 3 | 3 | 0 | 0 | 1 | 18 | 6060 | 8530 | 21 | 33.6 | 7 | 15 | 0
AMM-DU-0021 | DU | Rooftop | C-RAN | 3 | 3 | 0 | 3 | 3 | 3 | 0 | 0 | 1 | 18 | 6060 | 8530 | 21 | 33.6 | 7 | 15 | 0
AMM-DU-0022 | DU | Rooftop | C-RAN | 3 | 3 | 0 | 3 | 3 | 3 | 0 | 0 | 1 | 18 | 6060 | 8530 | 21 | 33.6 | 7 | 15 | 0
AMM-DU-0023 | DU | Rooftop | C-RAN | 3 | 3 | 0 | 3 | 3 | 3 | 0 | 0 | 1 | 18 | 6060 | 8530 | 21 | 33.6 | 7 | 15 | 0
AMM-DU-0024 | DU | Rooftop | C-RAN | 3 | 3 | 0 | 3 | 3 | 3 | 0 | 0 | 1 | 18 | 6060 | 8530 | 21 | 33.6 | 7 | 15 | 0
AMM-DU-0025 | DU | Rooftop | C-RAN | 3 | 3 | 0 | 3 | 3 | 3 | 0 | 0 | 1 | 18 | 6060 | 8530 | 21 | 33.6 | 7 | 15 | 0
AMM-DU-0026 | DU | Rooftop | C-RAN | 3 | 3 | 0 | 3 | 3 | 3 | 0 | 0 | 1 | 18 | 6060 | 8530 | 21 | 33.6 | 7 | 15 | 0
AMM-DU-0027 | DU | Rooftop | C-RAN | 3 | 3 | 0 | 3 | 3 | 3 | 0 | 0 | 1 | 18 | 6060 | 8530 | 21 | 33.6 | 7 | 15 | 0
AMM-DU-0028 | DU | Rooftop | C-RAN | 3 | 3 | 0 | 3 | 3 | 3 | 0 | 0 | 1 | 18 | 6060 | 8530 | 21 | 33.6 | 7 | 15 | 0
AMM-DU-0029 | DU | Rooftop | C-RAN | 3 | 3 | 0 | 3 | 3 | 3 | 0 | 0 | 1 | 18 | 6060 | 8530 | 21 | 33.6 | 7 | 15 | 0
AMM-DU-0030 | DU | Rooftop | C-RAN | 3 | 3 | 0 | 3 | 3 | 3 | 0 | 0 | 1 | 18 | 6060 | 8530 | 21 | 33.6 | 7 | 15 | 0
AMM-DU-0031 | DU | Rooftop | C-RAN | 3 | 3 | 0 | 3 | 3 | 3 | 0 | 0 | 1 | 18 | 6060 | 8530 | 21 | 33.6 | 7 | 15 | 0
AMM-DU-0032 | DU | Rooftop | C-RAN | 3 | 3 | 0 | 3 | 3 | 3 | 0 | 0 | 1 | 18 | 6060 | 8530 | 21 | 33.6 | 7 | 15 | 0
AMM-DU-0033 | DU | Rooftop | C-RAN | 3 | 3 | 0 | 3 | 3 | 3 | 0 | 0 | 1 | 18 | 6060 | 8530 | 21 | 33.6 | 7 | 15 | 0
AMM-DU-0034 | DU | Rooftop | C-RAN | 3 | 3 | 0 | 3 | 3 | 3 | 0 | 0 | 1 | 18 | 6060 | 8530 | 21 | 33.6 | 7 | 15 | 0
AMM-DU-0035 | DU | Rooftop | C-RAN | 3 | 3 | 0 | 3 | 3 | 3 | 0 | 0 | 1 | 18 | 6060 | 8530 | 21 | 33.6 | 7 | 15 | 0
AMM-DU-0036 | DU | Rooftop | C-RAN | 3 | 3 | 0 | 3 | 3 | 3 | 0 | 0 | 1 | 18 | 6060 | 8530 | 21 | 33.6 | 7 | 15 | 0
AMM-DU-0037 | DU | Rooftop | C-RAN | 3 | 3 | 0 | 3 | 3 | 3 | 0 | 0 | 1 | 18 | 6060 | 8530 | 21 | 33.6 | 7 | 15 | 0
AMM-DU-0038 | DU | Rooftop | C-RAN | 3 | 3 | 0 | 3 | 3 | 3 | 0 | 0 | 1 | 18 | 6060 | 8530 | 21 | 33.6 | 7 | 15 | 0
AMM-DU-0039 | DU | Rooftop | C-RAN | 3 | 3 | 0 | 3 | 3 | 3 | 0 | 0 | 1 | 18 | 6060 | 8530 | 21 | 33.6 | 7 | 15 | 0
AMM-DU-0040 | DU | Rooftop | C-RAN | 3 | 3 | 0 | 3 | 3 | 3 | 0 | 0 | 1 | 18 | 6060 | 8530 | 21 | 33.6 | 7 | 15 | 0
AMM-DU-0041 | DU | Rooftop | C-RAN | 3 | 3 | 0 | 3 | 3 | 3 | 0 | 0 | 1 | 18 | 6060 | 8530 | 21 | 33.6 | 7 | 15 | 0
AMM-DU-0042 | DU | Rooftop | C-RAN | 3 | 3 | 0 | 3 | 3 | 3 | 0 | 0 | 1 | 18 | 6060 | 8530 | 21 | 33.6 | 7 | 15 | 0
AMM-DU-0043 | DU | Rooftop | C-RAN | 3 | 3 | 0 | 3 | 3 | 3 | 0 | 0 | 1 | 18 | 6060 | 8530 | 21 | 33.6 | 7 | 15 | 0
AMM-DU-0044 | DU | Rooftop | C-RAN | 3 | 3 | 0 | 3 | 3 | 3 | 0 | 0 | 1 | 18 | 6060 | 8530 | 21 | 33.6 | 7 | 15 | 0
AMM-DU-0045 | DU | Rooftop | C-RAN | 3 | 3 | 0 | 3 | 3 | 3 | 0 | 0 | 1 | 18 | 6060 | 8530 | 21 | 33.6 | 7 | 15 | 0
AMM-DU-0046 | DU | Rooftop | C-RAN | 3 | 3 | 0 | 3 | 3 | 3 | 0 | 0 | 1 | 18 | 6060 | 8530 | 21 | 33.6 | 7 | 15 | 0
AMM-DU-0047 | DU | Rooftop | C-RAN | 3 | 3 | 0 | 3 | 3 | 3 | 0 | 0 | 1 | 18 | 6060 | 8530 | 21 | 33.6 | 7 | 15 | 0
AMM-DU-0048 | DU | Rooftop | C-RAN | 3 | 3 | 0 | 3 | 3 | 3 | 0 | 0 | 1 | 18 | 6060 | 8530 | 21 | 33.6 | 7 | 15 | 0
AMM-DU-0049 | DU | Rooftop | C-RAN | 3 | 3 | 0 | 3 | 3 | 3 | 0 | 0 | 1 | 18 | 6060 | 8530 | 21 | 33.6 | 7 | 15 | 0
AMM-DU-0050 | DU | Rooftop | C-RAN | 3 | 3 | 0 | 3 | 3 | 3 | 0 | 0 | 1 | 18 | 6060 | 8530 | 21 | 33.6 | 7 | 15 | 0
AMM-DU-0051 | DU | Rooftop | C-RAN | 3 | 3 | 0 | 3 | 3 | 3 | 0 | 0 | 1 | 18 | 6060 | 8530 | 21 | 33.6 | 7 | 15 | 0
AMM-DU-0052 | DU | Rooftop | C-RAN | 3 | 3 | 0 | 3 | 3 | 3 | 0 | 0 | 1 | 18 | 6060 | 8530 | 21 | 33.6 | 7 | 15 | 0
AMM-DU-0053 | DU | Rooftop | C-RAN | 3 | 3 | 0 | 3 | 3 | 3 | 0 | 0 | 1 | 18 | 6060 | 8530 | 21 | 33.6 | 7 | 15 | 0
AMM-DU-0054 | DU | Rooftop | C-RAN | 3 | 3 | 0 | 3 | 3 | 3 | 0 | 0 | 1 | 18 | 6060 | 8530 | 21 | 33.6 | 7 | 15 | 0
AMM-DU-0055 | DU | Rooftop | C-RAN | 3 | 3 | 0 | 3 | 3 | 3 | 0 | 0 | 1 | 18 | 6060 | 8530 | 21 | 33.6 | 7 | 15 | 0
AMM-DU-0056 | DU | Rooftop | C-RAN | 3 | 3 | 0 | 3 | 3 | 3 | 0 | 0 | 1 | 18 | 6060 | 8530 | 21 | 33.6 | 7 | 15 | 0
AMM-DU-0057 | DU | Rooftop | C-RAN | 3 | 3 | 0 | 3 | 3 | 3 | 0 | 0 | 1 | 18 | 6060 | 8530 | 21 | 33.6 | 7 | 15 | 0
AMM-DU-0058 | DU | Rooftop | C-RAN | 3 | 3 | 0 | 3 | 3 | 3 | 0 | 0 | 1 | 18 | 6060 | 8530 | 21 | 33.6 | 7 | 15 | 0
AMM-DU-0059 | DU | Rooftop | C-RAN | 3 | 3 | 0 | 3 | 3 | 3 | 0 | 0 | 1 | 18 | 6060 | 8530 | 21 | 33.6 | 7 | 15 | 0
AMM-DU-0060 | DU | Rooftop | C-RAN | 3 | 3 | 0 | 3 | 3 | 3 | 0 | 0 | 1 | 18 | 6060 | 8530 | 21 | 33.6 | 7 | 15 | 0
AMM-DU-0061 | DU | Rooftop | C-RAN | 3 | 3 | 0 | 3 | 3 | 3 | 0 | 0 | 1 | 18 | 6060 | 8530 | 21 | 33.6 | 7 | 15 | 0
AMM-DU-0062 | DU | Rooftop | C-RAN | 3 | 3 | 0 | 3 | 3 | 3 | 0 | 0 | 1 | 18 | 6060 | 8530 | 21 | 33.6 | 7 | 15 | 0
AMM-DU-0063 | DU | Rooftop | C-RAN | 3 | 3 | 0 | 3 | 3 | 3 | 0 | 0 | 1 | 18 | 6060 | 8530 | 21 | 33.6 | 7 | 15 | 0
AMM-DU-0064 | DU | Rooftop | C-RAN | 3 | 3 | 0 | 3 | 3 | 3 | 0 | 0 | 1 | 18 | 6060 | 8530 | 21 | 33.6 | 7 | 15 | 0
AMM-DU-0065 | DU | Rooftop | C-RAN | 3 | 3 | 0 | 3 | 3 | 3 | 0 | 0 | 1 | 18 | 6060 | 8530 | 21 | 33.6 | 7 | 15 | 0
AMM-DU-0066 | DU | Rooftop | C-RAN | 3 | 3 | 0 | 3 | 3 | 3 | 0 | 0 | 1 | 18 | 6060 | 8530 | 21 | 33.6 | 7 | 15 | 0
AMM-DU-0067 | DU | Rooftop | C-RAN | 3 | 3 | 0 | 3 | 3 | 3 | 0 | 0 | 1 | 18 | 6060 | 8530 | 21 | 33.6 | 7 | 15 | 0
AMM-DU-0068 | DU | Rooftop | C-RAN | 3 | 3 | 0 | 3 | 3 | 3 | 0 | 0 | 1 | 18 | 6060 | 8530 | 21 | 33.6 | 7 | 15 | 0
AMM-DU-0069 | DU | Rooftop | C-RAN | 3 | 3 | 0 | 3 | 3 | 3 | 0 | 0 | 1 | 18 | 6060 | 8530 | 21 | 33.6 | 7 | 15 | 0
AMM-DU-0070 | DU | Rooftop | C-RAN | 3 | 3 | 0 | 3 | 3 | 3 | 0 | 0 | 1 | 18 | 6060 | 8530 | 21 | 33.6 | 7 | 15 | 0
AMM-DU-0071 | DU | Rooftop | C-RAN | 3 | 3 | 0 | 3 | 3 | 3 | 0 | 0 | 1 | 18 | 6060 | 8530 | 21 | 33.6 | 7 | 15 | 0
AMM-DU-0072 | DU | Rooftop | C-RAN | 3 | 3 | 0 | 3 | 3 | 3 | 0 | 0 | 1 | 18 | 6060 | 8530 | 21 | 33.6 | 7 | 15 | 0
AMM-DU-0073 | DU | Rooftop | C-RAN | 3 | 3 | 0 | 3 | 3 | 3 | 0 | 0 | 1 | 18 | 6060 | 8530 | 21 | 33.6 | 7 | 15 | 0
AMM-DU-0074 | DU | Rooftop | C-RAN | 3 | 3 | 0 | 3 | 3 | 3 | 0 | 0 | 1 | 18 | 6060 | 8530 | 21 | 33.6 | 7 | 15 | 0
AMM-DU-0075 | DU | Rooftop | C-RAN | 3 | 3 | 0 | 3 | 3 | 3 | 0 | 0 | 1 | 18 | 6060 | 8530 | 21 | 33.6 | 7 | 15 | 0
AMM-DU-0076 | DU | Rooftop | C-RAN | 3 | 3 | 0 | 3 | 3 | 3 | 0 | 0 | 1 | 18 | 6060 | 8530 | 21 | 33.6 | 7 | 15 | 0
AMM-DU-0077 | DU | Rooftop | C-RAN | 3 | 3 | 0 | 3 | 3 | 3 | 0 | 0 | 1 | 18 | 6060 | 8530 | 21 | 33.6 | 7 | 15 | 0
AMM-DU-0078 | DU | Rooftop | C-RAN | 3 | 3 | 0 | 3 | 3 | 3 | 0 | 0 | 1 | 18 | 6060 | 8530 | 21 | 33.6 | 7 | 15 | 0
AMM-DU-0079 | DU | Rooftop | C-RAN | 3 | 3 | 0 | 3 | 3 | 3 | 0 | 0 | 1 | 18 | 6060 | 8530 | 21 | 33.6 | 7 | 15 | 0
AMM-DU-0080 | DU | Rooftop | C-RAN | 3 | 3 | 0 | 3 | 3 | 3 | 0 | 0 | 1 | 18 | 6060 | 8530 | 21 | 33.6 | 7 | 15 | 0
AMM-DU-0081 | DU | Rooftop | C-RAN | 3 | 3 | 0 | 3 | 3 | 3 | 0 | 0 | 1 | 18 | 6060 | 8530 | 21 | 33.6 | 7 | 15 | 0
AMM-DU-0082 | DU | Rooftop | C-RAN | 3 | 3 | 0 | 3 | 3 | 3 | 0 | 0 | 1 | 18 | 6060 | 8530 | 21 | 33.6 | 7 | 15 | 0
AMM-DU-0083 | DU | Rooftop | C-RAN | 3 | 3 | 0 | 3 | 3 | 3 | 0 | 0 | 1 | 18 | 6060 | 8530 | 21 | 33.6 | 7 | 15 | 0
AMM-DU-0084 | DU | Rooftop | C-RAN | 3 | 3 | 0 | 3 | 3 | 3 | 0 | 0 | 1 | 18 | 6060 | 8530 | 21 | 33.6 | 7 | 15 | 0
AMM-DU-0085 | DU | Rooftop | C-RAN | 3 | 3 | 0 | 3 | 3 | 3 | 0 | 0 | 1 | 18 | 6060 | 8530 | 21 | 33.6 | 7 | 15 | 0
AMM-DU-0086 | DU | Rooftop | C-RAN | 3 | 3 | 0 | 3 | 3 | 3 | 0 | 0 | 1 | 18 | 6060 | 8530 | 21 | 33.6 | 7 | 15 | 0
AMM-DU-0087 | DU | Rooftop | C-RAN | 3 | 3 | 0 | 3 | 3 | 3 | 0 | 0 | 1 | 18 | 6060 | 8530 | 21 | 33.6 | 7 | 15 | 0
AMM-DU-0088 | DU | Rooftop | C-RAN | 3 | 3 | 0 | 3 | 3 | 3 | 0 | 0 | 1 | 18 | 6060 | 8530 | 21 | 33.6 | 7 | 15 | 0
AMM-DU-0089 | DU | Rooftop | C-RAN | 3 | 3 | 0 | 3 | 3 | 3 | 0 | 0 | 1 | 18 | 6060 | 8530 | 21 | 33.6 | 7 | 15 | 0
AMM-DU-0090 | DU | Rooftop | C-RAN | 3 | 3 | 0 | 3 | 3 | 3 | 0 | 0 | 1 | 18 | 6060 | 8530 | 21 | 33.6 | 7 | 15 | 0
AMM-DU-0091 | DU | Rooftop | C-RAN | 3 | 3 | 0 | 3 | 3 | 3 | 0 | 0 | 1 | 18 | 6060 | 8530 | 21 | 33.6 | 7 | 15 | 0
AMM-DU-0092 | DU | Rooftop | C-RAN | 3 | 3 | 0 | 3 | 3 | 3 | 0 | 0 | 1 | 18 | 6060 | 8530 | 21 | 33.6 | 7 | 15 | 0
AMM-DU-0093 | DU | Rooftop | C-RAN | 3 | 3 | 0 | 3 | 3 | 3 | 0 | 0 | 1 | 18 | 6060 | 8530 | 21 | 33.6 | 7 | 15 | 0
AMM-DU-0094 | DU | Rooftop | C-RAN | 3 | 3 | 0 | 3 | 3 | 3 | 0 | 0 | 1 | 18 | 6060 | 8530 | 21 | 33.6 | 7 | 15 | 0
AMM-DU-0095 | DU | Rooftop | C-RAN | 3 | 3 | 0 | 3 | 3 | 3 | 0 | 0 | 1 | 18 | 6060 | 8530 | 21 | 33.6 | 7 | 15 | 0
AMM-DU-0096 | DU | Rooftop | C-RAN | 3 | 3 | 0 | 3 | 3 | 3 | 0 | 0 | 1 | 18 | 6060 | 8530 | 21 | 33.6 | 7 | 15 | 0
AMM-DU-0097 | DU | Rooftop | C-RAN | 3 | 3 | 0 | 3 | 3 | 3 | 0 | 0 | 1 | 18 | 6060 | 8530 | 21 | 33.6 | 7 | 15 | 0
AMM-DU-0098 | DU | Rooftop | C-RAN | 3 | 3 | 0 | 3 | 3 | 3 | 0 | 0 | 1 | 18 | 6060 | 8530 | 21 | 33.6 | 7 | 15 | 0
AMM-DU-0099 | DU | Rooftop | C-RAN | 3 | 3 | 0 | 3 | 3 | 3 | 0 | 0 | 1 | 18 | 6060 | 8530 | 21 | 33.6 | 7 | 15 | 0
AMM-DU-0100 | DU | Rooftop | C-RAN | 3 | 3 | 0 | 3 | 3 | 3 | 0 | 0 | 1 | 18 | 6060 | 8530 | 21 | 33.6 | 7 | 15 | 0
AMM-DU-0101 | DU | Rooftop | C-RAN | 3 | 3 | 0 | 3 | 3 | 3 | 0 | 0 | 1 | 18 | 6060 | 8530 | 21 | 33.6 | 7 | 15 | 0
AMM-DU-0102 | DU | Rooftop | C-RAN | 3 | 3 | 0 | 3 | 3 | 3 | 0 | 0 | 1 | 18 | 6060 | 8530 | 21 | 33.6 | 7 | 15 | 0
AMM-DU-0103 | DU | Rooftop | C-RAN | 3 | 3 | 0 | 3 | 3 | 3 | 0 | 0 | 1 | 18 | 6060 | 8530 | 21 | 33.6 | 7 | 15 | 0
AMM-DU-0104 | DU | Rooftop | C-RAN | 3 | 3 | 0 | 3 | 3 | 3 | 0 | 0 | 1 | 18 | 6060 | 8530 | 21 | 33.6 | 7 | 15 | 0
AMM-DU-0105 | DU | Rooftop | C-RAN | 3 | 3 | 0 | 3 | 3 | 3 | 0 | 0 | 1 | 18 | 6060 | 8530 | 21 | 33.6 | 7 | 15 | 0
AMM-DU-0106 | DU | Rooftop | C-RAN | 3 | 3 | 0 | 3 | 3 | 3 | 0 | 0 | 1 | 18 | 6060 | 8530 | 21 | 33.6 | 7 | 15 | 0
AMM-DU-0107 | DU | Rooftop | C-RAN | 3 | 3 | 0 | 3 | 3 | 3 | 0 | 0 | 1 | 18 | 6060 | 8530 | 21 | 33.6 | 7 | 15 | 0
AMM-DU-0108 | DU | Rooftop | C-RAN | 3 | 3 | 0 | 3 | 3 | 3 | 0 | 0 | 1 | 18 | 6060 | 8530 | 21 | 33.6 | 7 | 15 | 0
AMM-DU-0109 | DU | Rooftop | C-RAN | 3 | 3 | 0 | 3 | 3 | 3 | 0 | 0 | 1 | 18 | 6060 | 8530 | 21 | 33.6 | 7 | 15 | 0
AMM-DU-0110 | DU | Rooftop | C-RAN | 3 | 3 | 0 | 3 | 3 | 3 | 0 | 0 | 1 | 18 | 6060 | 8530 | 21 | 33.6 | 7 | 15 | 0
AMM-DU-0111 | DU | Rooftop | C-RAN | 3 | 3 | 0 | 3 | 3 | 3 | 0 | 0 | 1 | 18 | 6060 | 8530 | 21 | 33.6 | 7 | 15 | 0
AMM-DU-0112 | DU | Rooftop | C-RAN | 3 | 3 | 0 | 3 | 3 | 3 | 0 | 0 | 1 | 18 | 6060 | 8530 | 21 | 33.6 | 7 | 15 | 0
AMM-DU-0113 | DU | Rooftop | C-RAN | 3 | 3 | 0 | 3 | 3 | 3 | 0 | 0 | 1 | 18 | 6060 | 8530 | 21 | 33.6 | 7 | 15 | 0
AMM-DU-0114 | DU | Rooftop | C-RAN | 3 | 3 | 0 | 3 | 3 | 3 | 0 | 0 | 1 | 18 | 6060 | 8530 | 21 | 33.6 | 7 | 15 | 0
AMM-DU-0115 | DU | Rooftop | C-RAN | 3 | 3 | 0 | 3 | 3 | 3 | 0 | 0 | 1 | 18 | 6060 | 8530 | 21 | 33.6 | 7 | 15 | 0
AMM-DU-0116 | DU | Rooftop | C-RAN | 3 | 3 | 0 | 3 | 3 | 3 | 0 | 0 | 1 | 18 | 6060 | 8530 | 21 | 33.6 | 7 | 15 | 0
AMM-DU-0117 | DU | Rooftop | C-RAN | 3 | 3 | 0 | 3 | 3 | 3 | 0 | 0 | 1 | 18 | 6060 | 8530 | 21 | 33.6 | 7 | 15 | 0
AMM-DU-0118 | DU | Rooftop | C-RAN | 3 | 3 | 0 | 3 | 3 | 3 | 0 | 0 | 1 | 18 | 6060 | 8530 | 21 | 33.6 | 7 | 15 | 0
AMM-DU-0119 | DU | Rooftop | C-RAN | 3 | 3 | 0 | 3 | 3 | 3 | 0 | 0 | 1 | 18 | 6060 | 8530 | 21 | 33.6 | 7 | 15 | 0
AMM-DU-0120 | DU | Rooftop | C-RAN | 3 | 3 | 0 | 3 | 3 | 3 | 0 | 0 | 1 | 18 | 6060 | 8530 | 21 | 33.6 | 7 | 15 | 0
AMM-DU-0121 | DU | Rooftop | C-RAN | 3 | 3 | 0 | 3 | 3 | 3 | 0 | 0 | 1 | 18 | 6060 | 8530 | 21 | 33.6 | 7 | 15 | 0
AMM-DU-0122 | DU | Rooftop | C-RAN | 3 | 3 | 0 | 3 | 3 | 3 | 0 | 0 | 1 | 18 | 6060 | 8530 | 21 | 33.6 | 7 | 15 | 0
AMM-DU-0123 | DU | Rooftop | C-RAN | 3 | 3 | 0 | 3 | 3 | 3 | 0 | 0 | 1 | 18 | 6060 | 8530 | 21 | 33.6 | 7 | 15 | 0
AMM-DU-0124 | DU | Rooftop | C-RAN | 3 | 3 | 0 | 3 | 3 | 3 | 0 | 0 | 1 | 18 | 6060 | 8530 | 21 | 33.6 | 7 | 15 | 0
AMM-DU-0125 | DU | Rooftop | C-RAN | 3 | 3 | 0 | 3 | 3 | 3 | 0 | 0 | 1 | 18 | 6060 | 8530 | 21 | 33.6 | 7 | 15 | 0
AMM-DU-0126 | DU | Rooftop | C-RAN | 3 | 3 | 0 | 3 | 3 | 3 | 0 | 0 | 1 | 18 | 6060 | 8530 | 21 | 33.6 | 7 | 15 | 0
AMM-DU-0127 | DU | Rooftop | C-RAN | 3 | 3 | 0 | 3 | 3 | 3 | 0 | 0 | 1 | 18 | 6060 | 8530 | 21 | 33.6 | 7 | 15 | 0
AMM-DU-0128 | DU | Rooftop | C-RAN | 3 | 3 | 0 | 3 | 3 | 3 | 0 | 0 | 1 | 18 | 6060 | 8530 | 21 | 33.6 | 7 | 15 | 0
AMM-DU-0129 | DU | Rooftop | C-RAN | 3 | 3 | 0 | 3 | 3 | 3 | 0 | 0 | 1 | 18 | 6060 | 8530 | 21 | 33.6 | 7 | 15 | 0
AMM-DU-0130 | DU | Rooftop | C-RAN | 3 | 3 | 0 | 3 | 3 | 3 | 0 | 0 | 1 | 18 | 6060 | 8530 | 21 | 33.6 | 7 | 15 | 0
AMM-DU-0131 | DU | Rooftop | C-RAN | 3 | 3 | 0 | 3 | 3 | 3 | 0 | 0 | 1 | 18 | 6060 | 8530 | 21 | 33.6 | 7 | 15 | 0
AMM-DU-0132 | DU | Rooftop | C-RAN | 3 | 3 | 0 | 3 | 3 | 3 | 0 | 0 | 1 | 18 | 6060 | 8530 | 21 | 33.6 | 7 | 15 | 0
AMM-DU-0133 | DU | Rooftop | C-RAN | 3 | 3 | 0 | 3 | 3 | 3 | 0 | 0 | 1 | 18 | 6060 | 8530 | 21 | 33.6 | 7 | 15 | 0
AMM-DU-0134 | DU | Rooftop | C-RAN | 3 | 3 | 0 | 3 | 3 | 3 | 0 | 0 | 1 | 18 | 6060 | 8530 | 21 | 33.6 | 7 | 15 | 0
AMM-DU-0135 | DU | Rooftop | C-RAN | 3 | 3 | 0 | 3 | 3 | 3 | 0 | 0 | 1 | 18 | 6060 | 8530 | 21 | 33.6 | 7 | 15 | 0
AMM-DU-0136 | DU | Rooftop | C-RAN | 3 | 3 | 0 | 3 | 3 | 3 | 0 | 0 | 1 | 18 | 6060 | 8530 | 21 | 33.6 | 7 | 15 | 0
AMM-DU-0137 | DU | Rooftop | C-RAN | 3 | 3 | 0 | 3 | 3 | 3 | 0 | 0 | 1 | 18 | 6060 | 8530 | 21 | 33.6 | 7 | 15 | 0
AMM-DU-0138 | DU | Rooftop | C-RAN | 3 | 3 | 0 | 3 | 3 | 3 | 0 | 0 | 1 | 18 | 6060 | 8530 | 21 | 33.6 | 7 | 15 | 0
AMM-DU-0139 | DU | Rooftop | C-RAN | 3 | 3 | 0 | 3 | 3 | 3 | 0 | 0 | 1 | 18 | 6060 | 8530 | 21 | 33.6 | 7 | 15 | 0
AMM-DU-0140 | DU | Rooftop | C-RAN | 3 | 3 | 0 | 3 | 3 | 3 | 0 | 0 | 1 | 18 | 6060 | 8530 | 21 | 33.6 | 7 | 15 | 0
AMM-DU-0141 | DU | Rooftop | C-RAN | 3 | 3 | 0 | 3 | 3 | 3 | 0 | 0 | 1 | 18 | 6060 | 8530 | 21 | 33.6 | 7 | 15 | 0
AMM-DU-0142 | DU | Rooftop | C-RAN | 3 | 3 | 0 | 3 | 3 | 3 | 0 | 0 | 1 | 18 | 6060 | 8530 | 21 | 33.6 | 7 | 15 | 0
AMM-DU-0143 | DU | Rooftop | C-RAN | 3 | 3 | 0 | 3 | 3 | 3 | 0 | 0 | 1 | 18 | 6060 | 8530 | 21 | 33.6 | 7 | 15 | 0
AMM-DU-0144 | DU | Rooftop | C-RAN | 3 | 3 | 0 | 3 | 3 | 3 | 0 | 0 | 1 | 18 | 6060 | 8530 | 21 | 33.6 | 7 | 15 | 0
AMM-DU-0145 | DU | Rooftop | C-RAN | 3 | 3 | 0 | 3 | 3 | 3 | 0 | 0 | 1 | 18 | 6060 | 8530 | 21 | 33.6 | 7 | 15 | 0
AMM-DU-0146 | DU | Rooftop | C-RAN | 3 | 3 | 0 | 3 | 3 | 3 | 0 | 0 | 1 | 18 | 6060 | 8530 | 21 | 33.6 | 7 | 15 | 0
AMM-DU-0147 | DU | Rooftop | C-RAN | 3 | 3 | 0 | 3 | 3 | 3 | 0 | 0 | 1 | 18 | 6060 | 8530 | 21 | 33.6 | 7 | 15 | 0
AMM-DU-0148 | DU | Rooftop | C-RAN | 3 | 3 | 0 | 3 | 3 | 3 | 0 | 0 | 1 | 18 | 6060 | 8530 | 21 | 33.6 | 7 | 15 | 0
AMM-DU-0149 | DU | Rooftop | C-RAN | 3 | 3 | 0 | 3 | 3 | 3 | 0 | 0 | 1 | 18 | 6060 | 8530 | 21 | 33.6 | 7 | 15 | 0
AMM-DU-0150 | DU | Rooftop | C-RAN | 3 | 3 | 0 | 3 | 3 | 3 | 0 | 0 | 1 | 18 | 6060 | 8530 | 21 | 33.6 | 7 | 15 | 0
AMM-DU-0151 | DU | Rooftop | C-RAN | 3 | 3 | 0 | 3 | 3 | 3 | 0 | 0 | 1 | 18 | 6060 | 8530 | 21 | 33.6 | 7 | 15 | 0
AMM-DU-0152 | DU | Rooftop | C-RAN | 3 | 3 | 0 | 3 | 3 | 3 | 0 | 0 | 1 | 18 | 6060 | 8530 | 21 | 33.6 | 7 | 15 | 0
AMM-DU-0153 | DU | Rooftop | C-RAN | 3 | 3 | 0 | 3 | 3 | 3 | 0 | 0 | 1 | 18 | 6060 | 8530 | 21 | 33.6 | 7 | 15 | 0
AMM-DU-0154 | DU | Rooftop | C-RAN | 3 | 3 | 0 | 3 | 3 | 3 | 0 | 0 | 1 | 18 | 6060 | 8530 | 21 | 33.6 | 7 | 15 | 0
AMM-DU-0155 | DU | Rooftop | C-RAN | 3 | 3 | 0 | 3 | 3 | 3 | 0 | 0 | 1 | 18 | 6060 | 8530 | 21 | 33.6 | 7 | 15 | 0
AMM-DU-0156 | DU | Rooftop | C-RAN | 3 | 3 | 0 | 3 | 3 | 3 | 0 | 0 | 1 | 18 | 6060 | 8530 | 21 | 33.6 | 7 | 15 | 0
AMM-DU-0157 | DU | Rooftop | C-RAN | 3 | 3 | 0 | 3 | 3 | 3 | 0 | 0 | 1 | 18 | 6060 | 8530 | 21 | 33.6 | 7 | 15 | 0
AMM-DU-0158 | DU | Rooftop | C-RAN | 3 | 3 | 0 | 3 | 3 | 3 | 0 | 0 | 1 | 18 | 6060 | 8530 | 21 | 33.6 | 7 | 15 | 0
AMM-DU-0159 | DU | Rooftop | C-RAN | 3 | 3 | 0 | 3 | 3 | 3 | 0 | 0 | 1 | 18 | 6060 | 8530 | 21 | 33.6 | 7 | 15 | 0
AMM-DU-0160 | DU | Rooftop | C-RAN | 3 | 3 | 0 | 3 | 3 | 3 | 0 | 0 | 1 | 18 | 6060 | 8530 | 21 | 33.6 | 7 | 15 | 0
AMM-DU-0161 | DU | Rooftop | C-RAN | 3 | 3 | 0 | 3 | 3 | 3 | 0 | 0 | 1 | 18 | 6060 | 8530 | 21 | 33.6 | 7 | 15 | 0
AMM-DU-0162 | DU | Rooftop | C-RAN | 3 | 3 | 0 | 3 | 3 | 3 | 0 | 0 | 1 | 18 | 6060 | 8530 | 21 | 33.6 | 7 | 15 | 0
AMM-DU-0163 | DU | Rooftop | C-RAN | 3 | 3 | 0 | 3 | 3 | 3 | 0 | 0 | 1 | 18 | 6060 | 8530 | 21 | 33.6 | 7 | 15 | 0
AMM-DU-0164 | DU | Rooftop | C-RAN | 3 | 3 | 0 | 3 | 3 | 3 | 0 | 0 | 1 | 18 | 6060 | 8530 | 21 | 33.6 | 7 | 15 | 0
AMM-DU-0165 | DU | Rooftop | C-RAN | 3 | 3 | 0 | 3 | 3 | 3 | 0 | 0 | 1 | 18 | 6060 | 8530 | 21 | 33.6 | 7 | 15 | 0
AMM-DU-0166 | DU | Rooftop | C-RAN | 3 | 3 | 0 | 3 | 3 | 3 | 0 | 0 | 1 | 18 | 6060 | 8530 | 21 | 33.6 | 7 | 15 | 0
AMM-DU-0167 | DU | Rooftop | C-RAN | 3 | 3 | 0 | 3 | 3 | 3 | 0 | 0 | 1 | 18 | 6060 | 8530 | 21 | 33.6 | 7 | 15 | 0
AMM-DU-0168 | DU | Rooftop | C-RAN | 3 | 3 | 0 | 3 | 3 | 3 | 0 | 0 | 1 | 18 | 6060 | 8530 | 21 | 33.6 | 7 | 15 | 0
AMM-DU-0169 | DU | Rooftop | C-RAN | 3 | 3 | 0 | 3 | 3 | 3 | 0 | 0 | 1 | 18 | 6060 | 8530 | 21 | 33.6 | 7 | 15 | 0
AMM-DU-0170 | DU | Rooftop | C-RAN | 3 | 3 | 0 | 3 | 3 | 3 | 0 | 0 | 1 | 18 | 6060 | 8530 | 21 | 33.6 | 7 | 15 | 0
AMM-DU-0171 | DU | Rooftop | C-RAN | 3 | 3 | 0 | 3 | 3 | 3 | 0 | 0 | 1 | 18 | 6060 | 8530 | 21 | 33.6 | 7 | 15 | 0
AMM-DU-0172 | DU | Rooftop | C-RAN | 3 | 3 | 0 | 3 | 3 | 3 | 0 | 0 | 1 | 18 | 6060 | 8530 | 21 | 33.6 | 7 | 15 | 0
AMM-DU-0173 | DU | Rooftop | C-RAN | 3 | 3 | 0 | 3 | 3 | 3 | 0 | 0 | 1 | 18 | 6060 | 8530 | 21 | 33.6 | 7 | 15 | 0
AMM-DU-0174 | DU | Rooftop | C-RAN | 3 | 3 | 0 | 3 | 3 | 3 | 0 | 0 | 1 | 18 | 6060 | 8530 | 21 | 33.6 | 7 | 15 | 0
AMM-DU-0175 | DU | Rooftop | C-RAN | 3 | 3 | 0 | 3 | 3 | 3 | 0 | 0 | 1 | 18 | 6060 | 8530 | 21 | 33.6 | 7 | 15 | 0
AMM-DU-0176 | DU | Rooftop | C-RAN | 3 | 3 | 0 | 3 | 3 | 3 | 0 | 0 | 1 | 18 | 6060 | 8530 | 21 | 33.6 | 7 | 15 | 0
AMM-DU-0177 | DU | Rooftop | C-RAN | 3 | 3 | 0 | 3 | 3 | 3 | 0 | 0 | 1 | 18 | 6060 | 8530 | 21 | 33.6 | 7 | 15 | 0
AMM-DU-0178 | DU | Rooftop | C-RAN | 3 | 3 | 0 | 3 | 3 | 3 | 0 | 0 | 1 | 18 | 6060 | 8530 | 21 | 33.6 | 7 | 15 | 0
AMM-DU-0179 | DU | Rooftop | C-RAN | 3 | 3 | 0 | 3 | 3 | 3 | 0 | 0 | 1 | 18 | 6060 | 8530 | 21 | 33.6 | 7 | 15 | 0
AMM-DU-0180 | DU | Rooftop | C-RAN | 3 | 3 | 0 | 3 | 3 | 3 | 0 | 0 | 1 | 18 | 6060 | 8530 | 21 | 33.6 | 7 | 15 | 0
AMM-DU-0181 | DU | Rooftop | C-RAN | 3 | 3 | 0 | 3 | 3 | 3 | 0 | 0 | 1 | 18 | 6060 | 8530 | 21 | 33.6 | 7 | 15 | 0
AMM-DU-0182 | DU | Rooftop | C-RAN | 3 | 3 | 0 | 3 | 3 | 3 | 0 | 0 | 1 | 18 | 6060 | 8530 | 21 | 33.6 | 7 | 15 | 0
AMM-DU-0183 | DU | Rooftop | C-RAN | 3 | 3 | 0 | 3 | 3 | 3 | 0 | 0 | 1 | 18 | 6060 | 8530 | 21 | 33.6 | 7 | 15 | 0
AMM-DU-0184 | DU | Rooftop | C-RAN | 3 | 3 | 0 | 3 | 3 | 3 | 0 | 0 | 1 | 18 | 6060 | 8530 | 21 | 33.6 | 7 | 15 | 0
AMM-DU-0185 | DU | Rooftop | C-RAN | 3 | 3 | 0 | 3 | 3 | 3 | 0 | 0 | 1 | 18 | 6060 | 8530 | 21 | 33.6 | 7 | 15 | 0
AMM-DU-0186 | DU | Rooftop | C-RAN | 3 | 3 | 0 | 3 | 3 | 3 | 0 | 0 | 1 | 18 | 6060 | 8530 | 21 | 33.6 | 7 | 15 | 0
AMM-DU-0187 | DU | Rooftop | C-RAN | 3 | 3 | 0 | 3 | 3 | 3 | 0 | 0 | 1 | 18 | 6060 | 8530 | 21 | 33.6 | 7 | 15 | 0
AMM-DU-0188 | DU | Rooftop | C-RAN | 3 | 3 | 0 | 3 | 3 | 3 | 0 | 0 | 1 | 18 | 6060 | 8530 | 21 | 33.6 | 7 | 15 | 0
AMM-DU-0189 | DU | Rooftop | C-RAN | 3 | 3 | 0 | 3 | 3 | 3 | 0 | 0 | 1 | 18 | 6060 | 8530 | 21 | 33.6 | 7 | 15 | 0
AMM-DU-0190 | DU | Rooftop | C-RAN | 3 | 3 | 0 | 3 | 3 | 3 | 0 | 0 | 1 | 18 | 6060 | 8530 | 21 | 33.6 | 7 | 15 | 0
AMM-DU-0191 | DU | Rooftop | C-RAN | 3 | 3 | 0 | 3 | 3 | 3 | 0 | 0 | 1 | 18 | 6060 | 8530 | 21 | 33.6 | 7 | 15 | 0
AMM-DU-0192 | DU | Rooftop | C-RAN | 3 | 3 | 0 | 3 | 3 | 3 | 0 | 0 | 1 | 18 | 6060 | 8530 | 21 | 33.6 | 7 | 15 | 0
AMM-DU-0193 | DU | Rooftop | C-RAN | 3 | 3 | 0 | 3 | 3 | 3 | 0 | 0 | 1 | 18 | 6060 | 8530 | 21 | 33.6 | 7 | 15 | 0
AMM-DU-0194 | DU | Rooftop | C-RAN | 3 | 3 | 0 | 3 | 3 | 3 | 0 | 0 | 1 | 18 | 6060 | 8530 | 21 | 33.6 | 7 | 15 | 0
AMM-DU-0195 | DU | Rooftop | C-RAN | 3 | 3 | 0 | 3 | 3 | 3 | 0 | 0 | 1 | 18 | 6060 | 8530 | 21 | 33.6 | 7 | 15 | 0
AMM-DU-0196 | DU | Rooftop | C-RAN | 3 | 3 | 0 | 3 | 3 | 3 | 0 | 0 | 1 | 18 | 6060 | 8530 | 21 | 33.6 | 7 | 15 | 0
AMM-DU-0197 | DU | Rooftop | C-RAN | 3 | 3 | 0 | 3 | 3 | 3 | 0 | 0 | 1 | 18 | 6060 | 8530 | 21 | 33.6 | 7 | 15 | 0
AMM-DU-0198 | DU | Rooftop | C-RAN | 3 | 3 | 0 | 3 | 3 | 3 | 0 | 0 | 1 | 18 | 6060 | 8530 | 21 | 33.6 | 7 | 15 | 0
AMM-DU-0199 | DU | Rooftop | C-RAN | 3 | 3 | 0 | 3 | 3 | 3 | 0 | 0 | 1 | 18 | 6060 | 8530 | 21 | 33.6 | 7 | 15 | 0
AMM-DU-0200 | DU | Rooftop | C-RAN | 3 | 3 | 0 | 3 | 3 | 3 | 0 | 0 | 1 | 18 | 6060 | 8530 | 21 | 33.6 | 7 | 15 | 0
AMM-DU-0201 | DU | Rooftop | C-RAN | 3 | 3 | 0 | 3 | 3 | 3 | 0 | 0 | 1 | 18 | 6060 | 8530 | 21 | 33.6 | 7 | 15 | 0
AMM-DU-0202 | DU | Rooftop | C-RAN | 3 | 3 | 0 | 3 | 3 | 3 | 0 | 0 | 1 | 18 | 6060 | 8530 | 21 | 33.6 | 7 | 15 | 0
AMM-DU-0203 | DU | Rooftop | C-RAN | 3 | 3 | 0 | 3 | 3 | 3 | 0 | 0 | 1 | 18 | 6060 | 8530 | 21 | 33.6 | 7 | 15 | 0
AMM-DU-0204 | DU | Rooftop | C-RAN | 3 | 3 | 0 | 3 | 3 | 3 | 0 | 0 | 1 | 18 | 6060 | 8530 | 21 | 33.6 | 7 | 15 | 0
AMM-DU-0205 | DU | Rooftop | C-RAN | 3 | 3 | 0 | 3 | 3 | 3 | 0 | 0 | 1 | 18 | 6060 | 8530 | 21 | 33.6 | 7 | 15 | 0
AMM-DU-0206 | DU | Rooftop | C-RAN | 3 | 3 | 0 | 3 | 3 | 3 | 0 | 0 | 1 | 18 | 6060 | 8530 | 21 | 33.6 | 7 | 15 | 0
AMM-DU-0207 | DU | Rooftop | C-RAN | 3 | 3 | 0 | 3 | 3 | 3 | 0 | 0 | 1 | 18 | 6060 | 8530 | 21 | 33.6 | 7 | 15 | 0
AMM-DU-0208 | DU | Rooftop | C-RAN | 3 | 3 | 0 | 3 | 3 | 3 | 0 | 0 | 1 | 18 | 6060 | 8530 | 21 | 33.6 | 7 | 15 | 0
AMM-DU-0209 | DU | Rooftop | C-RAN | 3 | 3 | 0 | 3 | 3 | 3 | 0 | 0 | 1 | 18 | 6060 | 8530 | 21 | 33.6 | 7 | 15 | 0
AMM-DU-0210 | DU | Rooftop | C-RAN | 3 | 3 | 0 | 3 | 3 | 3 | 0 | 0 | 1 | 18 | 6060 | 8530 | 21 | 33.6 | 7 | 15 | 0
AMM-DU-0211 | DU | Rooftop | C-RAN | 3 | 3 | 0 | 3 | 3 | 3 | 0 | 0 | 1 | 18 | 6060 | 8530 | 21 | 33.6 | 7 | 15 | 0
AMM-DU-0212 | DU | Rooftop | C-RAN | 3 | 3 | 0 | 3 | 3 | 3 | 0 | 0 | 1 | 18 | 6060 | 8530 | 21 | 33.6 | 7 | 15 | 0
AMM-DU-0213 | DU | Rooftop | C-RAN | 3 | 3 | 0 | 3 | 3 | 3 | 0 | 0 | 1 | 18 | 6060 | 8530 | 21 | 33.6 | 7 | 15 | 0
AMM-DU-0214 | DU | Rooftop | C-RAN | 3 | 3 | 0 | 3 | 3 | 3 | 0 | 0 | 1 | 18 | 6060 | 8530 | 21 | 33.6 | 7 | 15 | 0
AMM-DU-0215 | DU | Rooftop | C-RAN | 3 | 3 | 0 | 3 | 3 | 3 | 0 | 0 | 1 | 18 | 6060 | 8530 | 21 | 33.6 | 7 | 15 | 0
AMM-DU-0216 | DU | Rooftop | C-RAN | 3 | 3 | 0 | 3 | 3 | 3 | 0 | 0 | 1 | 18 | 6060 | 8530 | 21 | 33.6 | 7 | 15 | 0
AMM-DU-0217 | DU | Rooftop | C-RAN | 3 | 3 | 0 | 3 | 3 | 3 | 0 | 0 | 1 | 18 | 6060 | 8530 | 21 | 33.6 | 7 | 15 | 0
AMM-DU-0218 | DU | Rooftop | C-RAN | 3 | 3 | 0 | 3 | 3 | 3 | 0 | 0 | 1 | 18 | 6060 | 8530 | 21 | 33.6 | 7 | 15 | 0
AMM-DU-0219 | DU | Rooftop | C-RAN | 3 | 3 | 0 | 3 | 3 | 3 | 0 | 0 | 1 | 18 | 6060 | 8530 | 21 | 33.6 | 7 | 15 | 0
AMM-DU-0220 | DU | Rooftop | C-RAN | 3 | 3 | 0 | 3 | 3 | 3 | 0 | 0 | 1 | 18 | 6060 | 8530 | 21 | 33.6 | 7 | 15 | 0
AMM-DU-0221 | DU | Rooftop | C-RAN | 3 | 3 | 0 | 3 | 3 | 3 | 0 | 0 | 1 | 18 | 6060 | 8530 | 21 | 33.6 | 7 | 15 | 0
AMM-DU-0222 | DU | Rooftop | C-RAN | 3 | 3 | 0 | 3 | 3 | 3 | 0 | 0 | 1 | 18 | 6060 | 8530 | 21 | 33.6 | 7 | 15 | 0
AMM-DU-0223 | DU | Rooftop | C-RAN | 3 | 3 | 0 | 3 | 3 | 3 | 0 | 0 | 1 | 18 | 6060 | 8530 | 21 | 33.6 | 7 | 15 | 0
AMM-DU-0224 | DU | Rooftop | C-RAN | 3 | 3 | 0 | 3 | 3 | 3 | 0 | 0 | 1 | 18 | 6060 | 8530 | 21 | 33.6 | 7 | 15 | 0
AMM-DU-0225 | DU | Rooftop | C-RAN | 3 | 3 | 0 | 3 | 3 | 3 | 0 | 0 | 1 | 18 | 6060 | 8530 | 21 | 33.6 | 7 | 15 | 0
AMM-DU-0226 | DU | Rooftop | C-RAN | 3 | 3 | 0 | 3 | 3 | 3 | 0 | 0 | 1 | 18 | 6060 | 8530 | 21 | 33.6 | 7 | 15 | 0
AMM-DU-0227 | DU | Rooftop | C-RAN | 3 | 3 | 0 | 3 | 3 | 3 | 0 | 0 | 1 | 18 | 6060 | 8530 | 21 | 33.6 | 7 | 15 | 0
AMM-DU-0228 | DU | Rooftop | C-RAN | 3 | 3 | 0 | 3 | 3 | 3 | 0 | 0 | 1 | 18 | 6060 | 8530 | 21 | 33.6 | 7 | 15 | 0
AMM-DU-0229 | DU | Rooftop | C-RAN | 3 | 3 | 0 | 3 | 3 | 3 | 0 | 0 | 1 | 18 | 6060 | 8530 | 21 | 33.6 | 7 | 15 | 0
AMM-DU-0230 | DU | Rooftop | C-RAN | 3 | 3 | 0 | 3 | 3 | 3 | 0 | 0 | 1 | 18 | 6060 | 8530 | 21 | 33.6 | 7 | 15 | 0
AMM-DU-0231 | DU | Rooftop | C-RAN | 3 | 3 | 0 | 3 | 3 | 3 | 0 | 0 | 1 | 18 | 6060 | 8530 | 21 | 33.6 | 7 | 15 | 0
AMM-DU-0232 | DU | Rooftop | C-RAN | 3 | 3 | 0 | 3 | 3 | 3 | 0 | 0 | 1 | 18 | 6060 | 8530 | 21 | 33.6 | 7 | 15 | 0
AMM-DU-0233 | DU | Rooftop | C-RAN | 3 | 3 | 0 | 3 | 3 | 3 | 0 | 0 | 1 | 18 | 6060 | 8530 | 21 | 33.6 | 7 | 15 | 0
AMM-DU-0234 | DU | Rooftop | C-RAN | 3 | 3 | 0 | 3 | 3 | 3 | 0 | 0 | 1 | 18 | 6060 | 8530 | 21 | 33.6 | 7 | 15 | 0
AMM-DU-0235 | DU | Rooftop | C-RAN | 3 | 3 | 0 | 3 | 3 | 3 | 0 | 0 | 1 | 18 | 6060 | 8530 | 21 | 33.6 | 7 | 15 | 0
AMM-DU-0236 | DU | Rooftop | C-RAN | 3 | 3 | 0 | 3 | 3 | 3 | 0 | 0 | 1 | 18 | 6060 | 8530 | 21 | 33.6 | 7 | 15 | 0
AMM-DU-0237 | DU | Rooftop | C-RAN | 3 | 3 | 0 | 3 | 3 | 3 | 0 | 0 | 1 | 18 | 6060 | 8530 | 21 | 33.6 | 7 | 15 | 0
AMM-DU-0238 | DU | Rooftop | C-RAN | 3 | 3 | 0 | 3 | 3 | 3 | 0 | 0 | 1 | 18 | 6060 | 8530 | 21 | 33.6 | 7 | 15 | 0
AMM-DU-0239 | DU | Rooftop | C-RAN | 3 | 3 | 0 | 3 | 3 | 3 | 0 | 0 | 1 | 18 | 6060 | 8530 | 21 | 33.6 | 7 | 15 | 0
AMM-DU-0240 | DU | Rooftop | C-RAN | 3 | 3 | 0 | 3 | 3 | 3 | 0 | 0 | 1 | 18 | 6060 | 8530 | 21 | 33.6 | 7 | 15 | 0
AMM-DU-0241 | DU | Rooftop | C-RAN | 3 | 3 | 0 | 3 | 3 | 3 | 0 | 0 | 1 | 18 | 6060 | 8530 | 21 | 33.6 | 7 | 15 | 0
AMM-DU-0242 | DU | Rooftop | C-RAN | 3 | 3 | 0 | 3 | 3 | 3 | 0 | 0 | 1 | 18 | 6060 | 8530 | 21 | 33.6 | 7 | 15 | 0
AMM-DU-0243 | DU | Rooftop | C-RAN | 3 | 3 | 0 | 3 | 3 | 3 | 0 | 0 | 1 | 18 | 6060 | 8530 | 21 | 33.6 | 7 | 15 | 0
AMM-DU-0244 | DU | Rooftop | C-RAN | 3 | 3 | 0 | 3 | 3 | 3 | 0 | 0 | 1 | 18 | 6060 | 8530 | 21 | 33.6 | 7 | 15 | 0
AMM-DU-0245 | DU | Rooftop | C-RAN | 3 | 3 | 0 | 3 | 3 | 3 | 0 | 0 | 1 | 18 | 6060 | 8530 | 21 | 33.6 | 7 | 15 | 0
AMM-DU-0246 | DU | Rooftop | C-RAN | 3 | 3 | 0 | 3 | 3 | 3 | 0 | 0 | 1 | 18 | 6060 | 8530 | 21 | 33.6 | 7 | 15 | 0
AMM-DU-0247 | DU | Rooftop | C-RAN | 3 | 3 | 0 | 3 | 3 | 3 | 0 | 0 | 1 | 18 | 6060 | 8530 | 21 | 33.6 | 7 | 15 | 0
AMM-DU-0248 | DU | Rooftop | C-RAN | 3 | 3 | 0 | 3 | 3 | 3 | 0 | 0 | 1 | 18 | 6060 | 8530 | 21 | 33.6 | 7 | 15 | 0
AMM-DU-0249 | DU | Rooftop | C-RAN | 3 | 3 | 0 | 3 | 3 | 3 | 0 | 0 | 1 | 18 | 6060 | 8530 | 21 | 33.6 | 7 | 15 | 0
AMM-DU-0250 | DU | Rooftop | C-RAN | 3 | 3 | 0 | 3 | 3 | 3 | 0 | 0 | 1 | 18 | 6060 | 8530 | 21 | 33.6 | 7 | 15 | 0
AMM-DU-0251 | DU | Rooftop | C-RAN | 3 | 3 | 0 | 3 | 3 | 3 | 0 | 0 | 1 | 18 | 6060 | 8530 | 21 | 33.6 | 7 | 15 | 0
AMM-DU-0252 | DU | Rooftop | C-RAN | 3 | 3 | 0 | 3 | 3 | 3 | 0 | 0 | 1 | 18 | 6060 | 8530 | 21 | 33.6 | 7 | 15 | 0
AMM-DU-0253 | DU | Rooftop | C-RAN | 3 | 3 | 0 | 3 | 3 | 3 | 0 | 0 | 1 | 18 | 6060 | 8530 | 21 | 33.6 | 7 | 15 | 0
AMM-DU-0254 | DU | Rooftop | C-RAN | 3 | 3 | 0 | 3 | 3 | 3 | 0 | 0 | 1 | 18 | 6060 | 8530 | 21 | 33.6 | 7 | 15 | 0
AMM-DU-0255 | DU | Rooftop | C-RAN | 3 | 3 | 0 | 3 | 3 | 3 | 0 | 0 | 1 | 18 | 6060 | 8530 | 21 | 33.6 | 7 | 15 | 0
AMM-DU-0256 | DU | Rooftop | C-RAN | 3 | 3 | 0 | 3 | 3 | 3 | 0 | 0 | 1 | 18 | 6060 | 8530 | 21 | 33.6 | 7 | 15 | 0
AMM-DU-0257 | DU | Rooftop | C-RAN | 3 | 3 | 0 | 3 | 3 | 3 | 0 | 0 | 1 | 18 | 6060 | 8530 | 21 | 33.6 | 7 | 15 | 0
AMM-DU-0258 | DU | Rooftop | C-RAN | 3 | 3 | 0 | 3 | 3 | 3 | 0 | 0 | 1 | 18 | 6060 | 8530 | 21 | 33.6 | 7 | 15 | 0
AMM-DU-0259 | DU | Rooftop | C-RAN | 3 | 3 | 0 | 3 | 3 | 3 | 0 | 0 | 1 | 18 | 6060 | 8530 | 21 | 33.6 | 7 | 15 | 0
AMM-DU-0260 | DU | Rooftop | C-RAN | 3 | 3 | 0 | 3 | 3 | 3 | 0 | 0 | 1 | 18 | 6060 | 8530 | 21 | 33.6 | 7 | 15 | 0
AMM-DU-0261 | DU | Rooftop | C-RAN | 3 | 3 | 0 | 3 | 3 | 3 | 0 | 0 | 1 | 18 | 6060 | 8530 | 21 | 33.6 | 7 | 15 | 0
AMM-DU-0262 | DU | Rooftop | C-RAN | 3 | 3 | 0 | 3 | 3 | 3 | 0 | 0 | 1 | 18 | 6060 | 8530 | 21 | 33.6 | 7 | 15 | 0
AMM-DU-0263 | DU | Rooftop | C-RAN | 3 | 3 | 0 | 3 | 3 | 3 | 0 | 0 | 1 | 18 | 6060 | 8530 | 21 | 33.6 | 7 | 15 | 0
AMM-DU-0264 | DU | Rooftop | C-RAN | 3 | 3 | 0 | 3 | 3 | 3 | 0 | 0 | 1 | 18 | 6060 | 8530 | 21 | 33.6 | 7 | 15 | 0
AMM-DU-0265 | DU | Rooftop | C-RAN | 3 | 3 | 0 | 3 | 3 | 3 | 0 | 0 | 1 | 18 | 6060 | 8530 | 21 | 33.6 | 7 | 15 | 0
AMM-DU-0266 | DU | Rooftop | C-RAN | 3 | 3 | 0 | 3 | 3 | 3 | 0 | 0 | 1 | 18 | 6060 | 8530 | 21 | 33.6 | 7 | 15 | 0
AMM-DU-0267 | DU | Rooftop | C-RAN | 3 | 3 | 0 | 3 | 3 | 3 | 0 | 0 | 1 | 18 | 6060 | 8530 | 21 | 33.6 | 7 | 15 | 0
AMM-DU-0268 | DU | Rooftop | C-RAN | 3 | 3 | 0 | 3 | 3 | 3 | 0 | 0 | 1 | 18 | 6060 | 8530 | 21 | 33.6 | 7 | 15 | 0
AMM-DU-0269 | DU | Rooftop | C-RAN | 3 | 3 | 0 | 3 | 3 | 3 | 0 | 0 | 1 | 18 | 6060 | 8530 | 21 | 33.6 | 7 | 15 | 0
AMM-DU-0270 | DU | Rooftop | C-RAN | 3 | 3 | 0 | 3 | 3 | 3 | 0 | 0 | 1 | 18 | 6060 | 8530 | 21 | 33.6 | 7 | 15 | 0
AMM-DU-0271 | DU | Rooftop | C-RAN | 3 | 3 | 0 | 3 | 3 | 3 | 0 | 0 | 1 | 18 | 6060 | 8530 | 21 | 33.6 | 7 | 15 | 0
AMM-DU-0272 | DU | Rooftop | C-RAN | 3 | 3 | 0 | 3 | 3 | 3 | 0 | 0 | 1 | 18 | 6060 | 8530 | 21 | 33.6 | 7 | 15 | 0
AMM-DU-0273 | DU | Rooftop | C-RAN | 3 | 3 | 0 | 3 | 3 | 3 | 0 | 0 | 1 | 18 | 6060 | 8530 | 21 | 33.6 | 7 | 15 | 0
AMM-DU-0274 | DU | Rooftop | C-RAN | 3 | 3 | 0 | 3 | 3 | 3 | 0 | 0 | 1 | 18 | 6060 | 8530 | 21 | 33.6 | 7 | 15 | 0
AMM-DU-0275 | DU | Rooftop | C-RAN | 3 | 3 | 0 | 3 | 3 | 3 | 0 | 0 | 1 | 18 | 6060 | 8530 | 21 | 33.6 | 7 | 15 | 0
AMM-DU-0276 | DU | Rooftop | C-RAN | 3 | 3 | 0 | 3 | 3 | 3 | 0 | 0 | 1 | 18 | 6060 | 8530 | 21 | 33.6 | 7 | 15 | 0
AMM-DU-0277 | DU | Rooftop | C-RAN | 3 | 3 | 0 | 3 | 3 | 3 | 0 | 0 | 1 | 18 | 6060 | 8530 | 21 | 33.6 | 7 | 15 | 0
AMM-DU-0278 | DU | Rooftop | C-RAN | 3 | 3 | 0 | 3 | 3 | 3 | 0 | 0 | 1 | 18 | 6060 | 8530 | 21 | 33.6 | 7 | 15 | 0
AMM-DU-0279 | DU | Rooftop | C-RAN | 3 | 3 | 0 | 3 | 3 | 3 | 0 | 0 | 1 | 18 | 6060 | 8530 | 21 | 33.6 | 7 | 15 | 0
AMM-DU-0280 | DU | Rooftop | C-RAN | 3 | 3 | 0 | 3 | 3 | 3 | 0 | 0 | 1 | 18 | 6060 | 8530 | 21 | 33.6 | 7 | 15 | 0
AMM-DU-0281 | DU | Rooftop | C-RAN | 3 | 3 | 0 | 3 | 3 | 3 | 0 | 0 | 1 | 18 | 6060 | 8530 | 21 | 33.6 | 7 | 15 | 0
AMM-DU-0282 | DU | Rooftop | C-RAN | 3 | 3 | 0 | 3 | 3 | 3 | 0 | 0 | 1 | 18 | 6060 | 8530 | 21 | 33.6 | 7 | 15 | 0
AMM-DU-0283 | DU | Rooftop | C-RAN | 3 | 3 | 0 | 3 | 3 | 3 | 0 | 0 | 1 | 18 | 6060 | 8530 | 21 | 33.6 | 7 | 15 | 0
AMM-DU-0284 | DU | Rooftop | C-RAN | 3 | 3 | 0 | 3 | 3 | 3 | 0 | 0 | 1 | 18 | 6060 | 8530 | 21 | 33.6 | 7 | 15 | 0
AMM-DU-0285 | DU | Rooftop | C-RAN | 3 | 3 | 0 | 3 | 3 | 3 | 0 | 0 | 1 | 18 | 6060 | 8530 | 21 | 33.6 | 7 | 15 | 0
AMM-DU-0286 | DU | Rooftop | C-RAN | 3 | 3 | 0 | 3 | 3 | 3 | 0 | 0 | 1 | 18 | 6060 | 8530 | 21 | 33.6 | 7 | 15 | 0
AMM-DU-0287 | DU | Rooftop | C-RAN | 3 | 3 | 0 | 3 | 3 | 3 | 0 | 0 | 1 | 18 | 6060 | 8530 | 21 | 33.6 | 7 | 15 | 0
AMM-DU-0288 | DU | Rooftop | C-RAN | 3 | 3 | 0 | 3 | 3 | 3 | 0 | 0 | 1 | 18 | 6060 | 8530 | 21 | 33.6 | 7 | 15 | 0
AMM-DU-0289 | DU | Rooftop | C-RAN | 3 | 3 | 0 | 3 | 3 | 3 | 0 | 0 | 1 | 18 | 6060 | 8530 | 21 | 33.6 | 7 | 15 | 0
AMM-DU-0290 | DU | Rooftop | C-RAN | 3 | 3 | 0 | 3 | 3 | 3 | 0 | 0 | 1 | 18 | 6060 | 8530 | 21 | 33.6 | 7 | 15 | 0
AMM-DU-0291 | DU | Rooftop | C-RAN | 3 | 3 | 0 | 3 | 3 | 3 | 0 | 0 | 1 | 18 | 6060 | 8530 | 21 | 33.6 | 7 | 15 | 0
AMM-DU-0292 | DU | Rooftop | C-RAN | 3 | 3 | 0 | 3 | 3 | 3 | 0 | 0 | 1 | 18 | 6060 | 8530 | 21 | 33.6 | 7 | 15 | 0
AMM-DU-0293 | DU | Rooftop | C-RAN | 3 | 3 | 0 | 3 | 3 | 3 | 0 | 0 | 1 | 18 | 6060 | 8530 | 21 | 33.6 | 7 | 15 | 0
AMM-DU-0294 | DU | Rooftop | C-RAN | 3 | 3 | 0 | 3 | 3 | 3 | 0 | 0 | 1 | 18 | 6060 | 8530 | 21 | 33.6 | 7 | 15 | 0
AMM-DU-0295 | DU | Rooftop | C-RAN | 3 | 3 | 0 | 3 | 3 | 3 | 0 | 0 | 1 | 18 | 6060 | 8530 | 21 | 33.6 | 7 | 15 | 0
AMM-DU-0296 | DU | Rooftop | C-RAN | 3 | 3 | 0 | 3 | 3 | 3 | 0 | 0 | 1 | 18 | 6060 | 8530 | 21 | 33.6 | 7 | 15 | 0
AMM-DU-0297 | DU | Rooftop | C-RAN | 3 | 3 | 0 | 3 | 3 | 3 | 0 | 0 | 1 | 18 | 6060 | 8530 | 21 | 33.6 | 7 | 15 | 0
AMM-DU-0298 | DU | Rooftop | C-RAN | 3 | 3 | 0 | 3 | 3 | 3 | 0 | 0 | 1 | 18 | 6060 | 8530 | 21 | 33.6 | 7 | 15 | 0
AMM-DU-0299 | DU | Rooftop | C-RAN | 3 | 3 | 0 | 3 | 3 | 3 | 0 | 0 | 1 | 18 | 6060 | 8530 | 21 | 33.6 | 7 | 15 | 0
AMM-DU-0300 | DU | Rooftop | C-RAN | 3 | 3 | 0 | 3 | 3 | 3 | 0 | 0 | 1 | 18 | 6060 | 8530 | 21 | 33.6 | 7 | 15 | 0
AMM-DU-0301 | DU | Rooftop | C-RAN | 3 | 3 | 0 | 3 | 3 | 3 | 0 | 0 | 1 | 18 | 6060 | 8530 | 21 | 33.6 | 7 | 15 | 0
AMM-DU-0302 | DU | Rooftop | C-RAN | 3 | 3 | 0 | 3 | 3 | 3 | 0 | 0 | 1 | 18 | 6060 | 8530 | 21 | 33.6 | 7 | 15 | 0
AMM-DU-0303 | DU | Rooftop | C-RAN | 3 | 3 | 0 | 3 | 3 | 3 | 0 | 0 | 1 | 18 | 6060 | 8530 | 21 | 33.6 | 7 | 15 | 0
AMM-DU-0304 | DU | Rooftop | C-RAN | 3 | 3 | 0 | 3 | 3 | 3 | 0 | 0 | 1 | 18 | 6060 | 8530 | 21 | 33.6 | 7 | 15 | 0
AMM-DU-0305 | DU | Rooftop | C-RAN | 3 | 3 | 0 | 3 | 3 | 3 | 0 | 0 | 1 | 18 | 6060 | 8530 | 21 | 33.6 | 7 | 15 | 0
AMM-DU-0306 | DU | Rooftop | C-RAN | 3 | 3 | 0 | 3 | 3 | 3 | 0 | 0 | 1 | 18 | 6060 | 8530 | 21 | 33.6 | 7 | 15 | 0
AMM-DU-0307 | DU | Rooftop | C-RAN | 3 | 3 | 0 | 3 | 3 | 3 | 0 | 0 | 1 | 18 | 6060 | 8530 | 21 | 33.6 | 7 | 15 | 0
AMM-DU-0308 | DU | Rooftop | C-RAN | 3 | 3 | 0 | 3 | 3 | 3 | 0 | 0 | 1 | 18 | 6060 | 8530 | 21 | 33.6 | 7 | 15 | 0
AMM-DU-0309 | DU | Rooftop | C-RAN | 3 | 3 | 0 | 3 | 3 | 3 | 0 | 0 | 1 | 18 | 6060 | 8530 | 21 | 33.6 | 7 | 15 | 0
AMM-DU-0310 | DU | Rooftop | C-RAN | 3 | 3 | 0 | 3 | 3 | 3 | 0 | 0 | 1 | 18 | 6060 | 8530 | 21 | 33.6 | 7 | 15 | 0
AMM-DU-0311 | DU | Rooftop | C-RAN | 3 | 3 | 0 | 3 | 3 | 3 | 0 | 0 | 1 | 18 | 6060 | 8530 | 21 | 33.6 | 7 | 15 | 0
AMM-DU-0312 | DU | Rooftop | C-RAN | 3 | 3 | 0 | 3 | 3 | 3 | 0 | 0 | 1 | 18 | 6060 | 8530 | 21 | 33.6 | 7 | 15 | 0
AMM-DU-0313 | DU | Rooftop | C-RAN | 3 | 3 | 0 | 3 | 3 | 3 | 0 | 0 | 1 | 18 | 6060 | 8530 | 21 | 33.6 | 7 | 15 | 0
AMM-DU-0314 | DU | Rooftop | C-RAN | 3 | 3 | 0 | 3 | 3 | 3 | 0 | 0 | 1 | 18 | 6060 | 8530 | 21 | 33.6 | 7 | 15 | 0
AMM-DU-0315 | DU | Rooftop | C-RAN | 3 | 3 | 0 | 3 | 3 | 3 | 0 | 0 | 1 | 18 | 6060 | 8530 | 21 | 33.6 | 7 | 15 | 0
AMM-DU-0316 | DU | Rooftop | C-RAN | 3 | 3 | 0 | 3 | 3 | 3 | 0 | 0 | 1 | 18 | 6060 | 8530 | 21 | 33.6 | 7 | 15 | 0
AMM-DU-0317 | DU | Rooftop | C-RAN | 3 | 3 | 0 | 3 | 3 | 3 | 0 | 0 | 1 | 18 | 6060 | 8530 | 21 | 33.6 | 7 | 15 | 0
AMM-DU-0318 | DU | Rooftop | C-RAN | 3 | 3 | 0 | 3 | 3 | 3 | 0 | 0 | 1 | 18 | 6060 | 8530 | 21 | 33.6 | 7 | 15 | 0
AMM-DU-0319 | DU | Rooftop | C-RAN | 3 | 3 | 0 | 3 | 3 | 3 | 0 | 0 | 1 | 18 | 6060 | 8530 | 21 | 33.6 | 7 | 15 | 0
AMM-DU-0320 | DU | Rooftop | C-RAN | 3 | 3 | 0 | 3 | 3 | 3 | 0 | 0 | 1 | 18 | 6060 | 8530 | 21 | 33.6 | 7 | 15 | 0
AMM-DU-0321 | DU | Rooftop | C-RAN | 3 | 3 | 0 | 3 | 3 | 3 | 0 | 0 | 1 | 18 | 6060 | 8530 | 21 | 33.6 | 7 | 15 | 0
AMM-DU-0322 | DU | Rooftop | C-RAN | 3 | 3 | 0 | 3 | 3 | 3 | 0 | 0 | 1 | 18 | 6060 | 8530 | 21 | 33.6 | 7 | 15 | 0
AMM-DU-0323 | DU | Rooftop | C-RAN | 3 | 3 | 0 | 3 | 3 | 3 | 0 | 0 | 1 | 18 | 6060 | 8530 | 21 | 33.6 | 7 | 15 | 0
AMM-DU-0324 | DU | Rooftop | C-RAN | 3 | 3 | 0 | 3 | 3 | 3 | 0 | 0 | 1 | 18 | 6060 | 8530 | 21 | 33.6 | 7 | 15 | 0
AMM-DU-0325 | DU | Rooftop | C-RAN | 3 | 3 | 0 | 3 | 3 | 3 | 0 | 0 | 1 | 18 | 6060 | 8530 | 21 | 33.6 | 7 | 15 | 0
AMM-DU-0326 | DU | Rooftop | C-RAN | 3 | 3 | 0 | 3 | 3 | 3 | 0 | 0 | 1 | 18 | 6060 | 8530 | 21 | 33.6 | 7 | 15 | 0
AMM-DU-0327 | DU | Rooftop | C-RAN | 3 | 3 | 0 | 3 | 3 | 3 | 0 | 0 | 1 | 18 | 6060 | 8530 | 21 | 33.6 | 7 | 15 | 0
AMM-DU-0328 | DU | Rooftop | C-RAN | 3 | 3 | 0 | 3 | 3 | 3 | 0 | 0 | 1 | 18 | 6060 | 8530 | 21 | 33.6 | 7 | 15 | 0
AMM-DU-0329 | DU | Rooftop | C-RAN | 3 | 3 | 0 | 3 | 3 | 3 | 0 | 0 | 1 | 18 | 6060 | 8530 | 21 | 33.6 | 7 | 15 | 0
AMM-DU-0330 | DU | Rooftop | C-RAN | 3 | 3 | 0 | 3 | 3 | 3 | 0 | 0 | 1 | 18 | 6060 | 8530 | 21 | 33.6 | 7 | 15 | 0
AMM-DU-0331 | DU | Rooftop | C-RAN | 3 | 3 | 0 | 3 | 3 | 3 | 0 | 0 | 1 | 18 | 6060 | 8530 | 21 | 33.6 | 7 | 15 | 0
AMM-DU-0332 | DU | Rooftop | C-RAN | 3 | 3 | 0 | 3 | 3 | 3 | 0 | 0 | 1 | 18 | 6060 | 8530 | 21 | 33.6 | 7 | 15 | 0
AMM-DU-0333 | DU | Rooftop | C-RAN | 3 | 3 | 0 | 3 | 3 | 3 | 0 | 0 | 1 | 18 | 6060 | 8530 | 21 | 33.6 | 7 | 15 | 0
AMM-DU-0334 | DU | Rooftop | C-RAN | 3 | 3 | 0 | 3 | 3 | 3 | 0 | 0 | 1 | 18 | 6060 | 8530 | 21 | 33.6 | 7 | 15 | 0
AMM-DU-0335 | DU | Rooftop | C-RAN | 3 | 3 | 0 | 3 | 3 | 3 | 0 | 0 | 1 | 18 | 6060 | 8530 | 21 | 33.6 | 7 | 15 | 0
AMM-DU-0336 | DU | Rooftop | C-RAN | 3 | 3 | 0 | 3 | 3 | 3 | 0 | 0 | 1 | 18 | 6060 | 8530 | 21 | 33.6 | 7 | 15 | 0
AMM-DU-0337 | DU | Rooftop | C-RAN | 3 | 3 | 0 | 3 | 3 | 3 | 0 | 0 | 1 | 18 | 6060 | 8530 | 21 | 33.6 | 7 | 15 | 0
AMM-DU-0338 | DU | Rooftop | C-RAN | 3 | 3 | 0 | 3 | 3 | 3 | 0 | 0 | 1 | 18 | 6060 | 8530 | 21 | 33.6 | 7 | 15 | 0
AMM-DU-0339 | DU | Rooftop | C-RAN | 3 | 3 | 0 | 3 | 3 | 3 | 0 | 0 | 1 | 18 | 6060 | 8530 | 21 | 33.6 | 7 | 15 | 0
AMM-DU-0340 | DU | Rooftop | C-RAN | 3 | 3 | 0 | 3 | 3 | 3 | 0 | 0 | 1 | 18 | 6060 | 8530 | 21 | 33.6 | 7 | 15 | 0
AMM-DU-0341 | DU | Rooftop | C-RAN | 3 | 3 | 0 | 3 | 3 | 3 | 0 | 0 | 1 | 18 | 6060 | 8530 | 21 | 33.6 | 7 | 15 | 0
AMM-DU-0342 | DU | Rooftop | C-RAN | 3 | 3 | 0 | 3 | 3 | 3 | 0 | 0 | 1 | 18 | 6060 | 8530 | 21 | 33.6 | 7 | 15 | 0
AMM-DU-0343 | DU | Rooftop | C-RAN | 3 | 3 | 0 | 3 | 3 | 3 | 0 | 0 | 1 | 18 | 6060 | 8530 | 21 | 33.6 | 7 | 15 | 0
AMM-DU-0344 | DU | Rooftop | C-RAN | 3 | 3 | 0 | 3 | 3 | 3 | 0 | 0 | 1 | 18 | 6060 | 8530 | 21 | 33.6 | 7 | 15 | 0
AMM-DU-0345 | DU | Rooftop | C-RAN | 3 | 3 | 0 | 3 | 3 | 3 | 0 | 0 | 1 | 18 | 6060 | 8530 | 21 | 33.6 | 7 | 15 | 0
AMM-DU-0346 | DU | Rooftop | C-RAN | 3 | 3 | 0 | 3 | 3 | 3 | 0 | 0 | 1 | 18 | 6060 | 8530 | 21 | 33.6 | 7 | 15 | 0
AMM-DU-0347 | DU | Rooftop | C-RAN | 3 | 3 | 0 | 3 | 3 | 3 | 0 | 0 | 1 | 18 | 6060 | 8530 | 21 | 33.6 | 7 | 15 | 0
AMM-DU-0348 | DU | Rooftop | C-RAN | 3 | 3 | 0 | 3 | 3 | 3 | 0 | 0 | 1 | 18 | 6060 | 8530 | 21 | 33.6 | 7 | 15 | 0
AMM-DU-0349 | DU | Rooftop | C-RAN | 3 | 3 | 0 | 3 | 3 | 3 | 0 | 0 | 1 | 18 | 6060 | 8530 | 21 | 33.6 | 7 | 15 | 0
AMM-DU-0350 | DU | Rooftop | C-RAN | 3 | 3 | 0 | 3 | 3 | 3 | 0 | 0 | 1 | 18 | 6060 | 8530 | 21 | 33.6 | 7 | 15 | 0
AMM-DU-0351 | DU | Rooftop | C-RAN | 3 | 3 | 0 | 3 | 3 | 3 | 0 | 0 | 1 | 18 | 6060 | 8530 | 21 | 33.6 | 7 | 15 | 0
AMM-DU-0352 | DU | Rooftop | C-RAN | 3 | 3 | 0 | 3 | 3 | 3 | 0 | 0 | 1 | 18 | 6060 | 8530 | 21 | 33.6 | 7 | 15 | 0
AMM-DU-0353 | DU | Rooftop | C-RAN | 3 | 3 | 0 | 3 | 3 | 3 | 0 | 0 | 1 | 18 | 6060 | 8530 | 21 | 33.6 | 7 | 15 | 0
AMM-DU-0354 | DU | Rooftop | C-RAN | 3 | 3 | 0 | 3 | 3 | 3 | 0 | 0 | 1 | 18 | 6060 | 8530 | 21 | 33.6 | 7 | 15 | 0
AMM-DU-0355 | DU | Rooftop | C-RAN | 3 | 3 | 0 | 3 | 3 | 3 | 0 | 0 | 1 | 18 | 6060 | 8530 | 21 | 33.6 | 7 | 15 | 0
AMM-DU-0356 | DU | Rooftop | C-RAN | 3 | 3 | 0 | 3 | 3 | 3 | 0 | 0 | 1 | 18 | 6060 | 8530 | 21 | 33.6 | 7 | 15 | 0
AMM-DU-0357 | DU | Rooftop | C-RAN | 3 | 3 | 0 | 3 | 3 | 3 | 0 | 0 | 1 | 18 | 6060 | 8530 | 21 | 33.6 | 7 | 15 | 0
AMM-DU-0358 | DU | Rooftop | C-RAN | 3 | 3 | 0 | 3 | 3 | 3 | 0 | 0 | 1 | 18 | 6060 | 8530 | 21 | 33.6 | 7 | 15 | 0
AMM-DU-0359 | DU | Rooftop | C-RAN | 3 | 3 | 0 | 3 | 3 | 3 | 0 | 0 | 1 | 18 | 6060 | 8530 | 21 | 33.6 | 7 | 15 | 0
AMM-DU-0360 | DU | Rooftop | C-RAN | 3 | 3 | 0 | 3 | 3 | 3 | 0 | 0 | 1 | 18 | 6060 | 8530 | 21 | 33.6 | 7 | 15 | 0
AMM-DU-0361 | DU | Rooftop | C-RAN | 3 | 3 | 0 | 3 | 3 | 3 | 0 | 0 | 1 | 18 | 6060 | 8530 | 21 | 33.6 | 7 | 15 | 0
AMM-DU-0362 | DU | Rooftop | C-RAN | 3 | 3 | 0 | 3 | 3 | 3 | 0 | 0 | 1 | 18 | 6060 | 8530 | 21 | 33.6 | 7 | 15 | 0
AMM-DU-0363 | DU | Rooftop | C-RAN | 3 | 3 | 0 | 3 | 3 | 3 | 0 | 0 | 1 | 18 | 6060 | 8530 | 21 | 33.6 | 7 | 15 | 0
AMM-DU-0364 | DU | Rooftop | C-RAN | 3 | 3 | 0 | 3 | 3 | 3 | 0 | 0 | 1 | 18 | 6060 | 8530 | 21 | 33.6 | 7 | 15 | 0
AMM-DU-0365 | DU | Rooftop | C-RAN | 3 | 3 | 0 | 3 | 3 | 3 | 0 | 0 | 1 | 18 | 6060 | 8530 | 21 | 33.6 | 7 | 15 | 0
AMM-DU-0366 | DU | Rooftop | C-RAN | 3 | 3 | 0 | 3 | 3 | 3 | 0 | 0 | 1 | 18 | 6060 | 8530 | 21 | 33.6 | 7 | 15 | 0
AMM-DU-0367 | DU | Rooftop | C-RAN | 3 | 3 | 0 | 3 | 3 | 3 | 0 | 0 | 1 | 18 | 6060 | 8530 | 21 | 33.6 | 7 | 15 | 0
AMM-DU-0368 | DU | Rooftop | C-RAN | 3 | 3 | 0 | 3 | 3 | 3 | 0 | 0 | 1 | 18 | 6060 | 8530 | 21 | 33.6 | 7 | 15 | 0
AMM-DU-0369 | DU | Rooftop | C-RAN | 3 | 3 | 0 | 3 | 3 | 3 | 0 | 0 | 1 | 18 | 6060 | 8530 | 21 | 33.6 | 7 | 15 | 0
AMM-DU-0370 | DU | Rooftop | C-RAN | 3 | 3 | 0 | 3 | 3 | 3 | 0 | 0 | 1 | 18 | 6060 | 8530 | 21 | 33.6 | 7 | 15 | 0
AMM-DU-0371 | DU | Rooftop | C-RAN | 3 | 3 | 0 | 3 | 3 | 3 | 0 | 0 | 1 | 18 | 6060 | 8530 | 21 | 33.6 | 7 | 15 | 0
AMM-DU-0372 | DU | Rooftop | C-RAN | 3 | 3 | 0 | 3 | 3 | 3 | 0 | 0 | 1 | 18 | 6060 | 8530 | 21 | 33.6 | 7 | 15 | 0
AMM-DU-0373 | DU | Rooftop | C-RAN | 3 | 3 | 0 | 3 | 3 | 3 | 0 | 0 | 1 | 18 | 6060 | 8530 | 21 | 33.6 | 7 | 15 | 0
AMM-DU-0374 | DU | Rooftop | C-RAN | 3 | 3 | 0 | 3 | 3 | 3 | 0 | 0 | 1 | 18 | 6060 | 8530 | 21 | 33.6 | 7 | 15 | 0
AMM-DU-0375 | DU | Rooftop | C-RAN | 3 | 3 | 0 | 3 | 3 | 3 | 0 | 0 | 1 | 18 | 6060 | 8530 | 21 | 33.6 | 7 | 15 | 0
AMM-DU-0376 | DU | Rooftop | C-RAN | 3 | 3 | 0 | 3 | 3 | 3 | 0 | 0 | 1 | 18 | 6060 | 8530 | 21 | 33.6 | 7 | 15 | 0
AMM-DU-0377 | DU | Rooftop | C-RAN | 3 | 3 | 0 | 3 | 3 | 3 | 0 | 0 | 1 | 18 | 6060 | 8530 | 21 | 33.6 | 7 | 15 | 0
AMM-DU-0378 | DU | Rooftop | C-RAN | 3 | 3 | 0 | 3 | 3 | 3 | 0 | 0 | 1 | 18 | 6060 | 8530 | 21 | 33.6 | 7 | 15 | 0
AMM-DU-0379 | DU | Rooftop | C-RAN | 3 | 3 | 0 | 3 | 3 | 3 | 0 | 0 | 1 | 18 | 6060 | 8530 | 21 | 33.6 | 7 | 15 | 0
AMM-DU-0380 | DU | Rooftop | C-RAN | 3 | 3 | 0 | 3 | 3 | 3 | 0 | 0 | 1 | 18 | 6060 | 8530 | 21 | 33.6 | 7 | 15 | 0
AMM-DU-0381 | DU | Rooftop | C-RAN | 3 | 3 | 0 | 3 | 3 | 3 | 0 | 0 | 1 | 18 | 6060 | 8530 | 21 | 33.6 | 7 | 15 | 0
AMM-DU-0382 | DU | Rooftop | C-RAN | 3 | 3 | 0 | 3 | 3 | 3 | 0 | 0 | 1 | 18 | 6060 | 8530 | 21 | 33.6 | 7 | 15 | 0
AMM-DU-0383 | DU | Rooftop | C-RAN | 3 | 3 | 0 | 3 | 3 | 3 | 0 | 0 | 1 | 18 | 6060 | 8530 | 21 | 33.6 | 7 | 15 | 0
AMM-DU-0384 | DU | Rooftop | C-RAN | 3 | 3 | 0 | 3 | 3 | 3 | 0 | 0 | 1 | 18 | 6060 | 8530 | 21 | 33.6 | 7 | 15 | 0
AMM-DU-0385 | DU | Rooftop | C-RAN | 3 | 3 | 0 | 3 | 3 | 3 | 0 | 0 | 1 | 18 | 6060 | 8530 | 21 | 33.6 | 7 | 15 | 0
AMM-DU-0386 | DU | Rooftop | C-RAN | 3 | 3 | 0 | 3 | 3 | 3 | 0 | 0 | 1 | 18 | 6060 | 8530 | 21 | 33.6 | 7 | 15 | 0
AMM-DU-0387 | DU | Rooftop | C-RAN | 3 | 3 | 0 | 3 | 3 | 3 | 0 | 0 | 1 | 18 | 6060 | 8530 | 21 | 33.6 | 7 | 15 | 0
AMM-DU-0388 | DU | Rooftop | C-RAN | 3 | 3 | 0 | 3 | 3 | 3 | 0 | 0 | 1 | 18 | 6060 | 8530 | 21 | 33.6 | 7 | 15 | 0
AMM-DU-0389 | DU | Rooftop | C-RAN | 3 | 3 | 0 | 3 | 3 | 3 | 0 | 0 | 1 | 18 | 6060 | 8530 | 21 | 33.6 | 7 | 15 | 0
AMM-DU-0390 | DU | Rooftop | C-RAN | 3 | 3 | 0 | 3 | 3 | 3 | 0 | 0 | 1 | 18 | 6060 | 8530 | 21 | 33.6 | 7 | 15 | 0
AMM-DU-0391 | DU | Rooftop | C-RAN | 3 | 3 | 0 | 3 | 3 | 3 | 0 | 0 | 1 | 18 | 6060 | 8530 | 21 | 33.6 | 7 | 15 | 0
AMM-DU-0392 | DU | Rooftop | C-RAN | 3 | 3 | 0 | 3 | 3 | 3 | 0 | 0 | 1 | 18 | 6060 | 8530 | 21 | 33.6 | 7 | 15 | 0
AMM-DU-0393 | DU | Rooftop | C-RAN | 3 | 3 | 0 | 3 | 3 | 3 | 0 | 0 | 1 | 18 | 6060 | 8530 | 21 | 33.6 | 7 | 15 | 0
AMM-DU-0394 | DU | Rooftop | C-RAN | 3 | 3 | 0 | 3 | 3 | 3 | 0 | 0 | 1 | 18 | 6060 | 8530 | 21 | 33.6 | 7 | 15 | 0
AMM-DU-0395 | DU | Rooftop | C-RAN | 3 | 3 | 0 | 3 | 3 | 3 | 0 | 0 | 1 | 18 | 6060 | 8530 | 21 | 33.6 | 7 | 15 | 0
AMM-DU-0396 | DU | Rooftop | C-RAN | 3 | 3 | 0 | 3 | 3 | 3 | 0 | 0 | 1 | 18 | 6060 | 8530 | 21 | 33.6 | 7 | 15 | 0
AMM-DU-0397 | DU | Rooftop | C-RAN | 3 | 3 | 0 | 3 | 3 | 3 | 0 | 0 | 1 | 18 | 6060 | 8530 | 21 | 33.6 | 7 | 15 | 0
AMM-DU-0398 | DU | Rooftop | C-RAN | 3 | 3 | 0 | 3 | 3 | 3 | 0 | 0 | 1 | 18 | 6060 | 8530 | 21 | 33.6 | 7 | 15 | 0
AMM-DU-0399 | DU | Rooftop | C-RAN | 3 | 3 | 0 | 3 | 3 | 3 | 0 | 0 | 1 | 18 | 6060 | 8530 | 21 | 33.6 | 7 | 15 | 0
AMM-DU-0400 | DU | Rooftop | C-RAN | 3 | 3 | 0 | 3 | 3 | 3 | 0 | 0 | 1 | 18 | 6060 | 8530 | 21 | 33.6 | 7 | 15 | 0
AMM-DU-0401 | DU | Rooftop | C-RAN | 3 | 3 | 0 | 3 | 3 | 3 | 0 | 0 | 1 | 18 | 6060 | 8530 | 21 | 33.6 | 7 | 15 | 0
AMM-DU-0402 | DU | Rooftop | C-RAN | 3 | 3 | 0 | 3 | 3 | 3 | 0 | 0 | 1 | 18 | 6060 | 8530 | 21 | 33.6 | 7 | 15 | 0
AMM-DU-0403 | DU | Rooftop | C-RAN | 3 | 3 | 0 | 3 | 3 | 3 | 0 | 0 | 1 | 18 | 6060 | 8530 | 21 | 33.6 | 7 | 15 | 0
AMM-DU-0404 | DU | Rooftop | C-RAN | 3 | 3 | 0 | 3 | 3 | 3 | 0 | 0 | 1 | 18 | 6060 | 8530 | 21 | 33.6 | 7 | 15 | 0
AMM-DU-0405 | DU | Rooftop | C-RAN | 3 | 3 | 0 | 3 | 3 | 3 | 0 | 0 | 1 | 18 | 6060 | 8530 | 21 | 33.6 | 7 | 15 | 0
AMM-DU-0406 | DU | Rooftop | C-RAN | 3 | 3 | 0 | 3 | 3 | 3 | 0 | 0 | 1 | 18 | 6060 | 8530 | 21 | 33.6 | 7 | 15 | 0
AMM-DU-0407 | DU | Rooftop | C-RAN | 3 | 3 | 0 | 3 | 3 | 3 | 0 | 0 | 1 | 18 | 6060 | 8530 | 21 | 33.6 | 7 | 15 | 0
AMM-DU-0408 | DU | Rooftop | C-RAN | 3 | 3 | 0 | 3 | 3 | 3 | 0 | 0 | 1 | 18 | 6060 | 8530 | 21 | 33.6 | 7 | 15 | 0
AMM-DU-0409 | DU | Rooftop | C-RAN | 3 | 3 | 0 | 3 | 3 | 3 | 0 | 0 | 1 | 18 | 6060 | 8530 | 21 | 33.6 | 7 | 15 | 0
AMM-DU-0410 | DU | Rooftop | C-RAN | 3 | 3 | 0 | 3 | 3 | 3 | 0 | 0 | 1 | 18 | 6060 | 8530 | 21 | 33.6 | 7 | 15 | 0
AMM-DU-0411 | DU | Rooftop | C-RAN | 3 | 3 | 0 | 3 | 3 | 3 | 0 | 0 | 1 | 18 | 6060 | 8530 | 21 | 33.6 | 7 | 15 | 0
AMM-DU-0412 | DU | Rooftop | C-RAN | 3 | 3 | 0 | 3 | 3 | 3 | 0 | 0 | 1 | 18 | 6060 | 8530 | 21 | 33.6 | 7 | 15 | 0
AMM-DU-0413 | DU | Rooftop | C-RAN | 3 | 3 | 0 | 3 | 3 | 3 | 0 | 0 | 1 | 18 | 6060 | 8530 | 21 | 33.6 | 7 | 15 | 0
AMM-DU-0414 | DU | Rooftop | C-RAN | 3 | 3 | 0 | 3 | 3 | 3 | 0 | 0 | 1 | 18 | 6060 | 8530 | 21 | 33.6 | 7 | 15 | 0
AMM-DU-0415 | DU | Rooftop | C-RAN | 3 | 3 | 0 | 3 | 3 | 3 | 0 | 0 | 1 | 18 | 6060 | 8530 | 21 | 33.6 | 7 | 15 | 0
AMM-DU-0416 | DU | Rooftop | C-RAN | 3 | 3 | 0 | 3 | 3 | 3 | 0 | 0 | 1 | 18 | 6060 | 8530 | 21 | 33.6 | 7 | 15 | 0
AMM-DU-0417 | DU | Rooftop | C-RAN | 3 | 3 | 0 | 3 | 3 | 3 | 0 | 0 | 1 | 18 | 6060 | 8530 | 21 | 33.6 | 7 | 15 | 0
IRB-DU-0001 | DU | Rooftop | C-RAN | 3 | 3 | 0 | 3 | 3 | 3 | 0 | 0 | 1 | 18 | 6060 | 8530 | 21 | 33.6 | 7 | 15 | 0
IRB-DU-0002 | DU | Rooftop | C-RAN | 3 | 3 | 0 | 3 | 3 | 3 | 0 | 0 | 1 | 18 | 6060 | 8530 | 21 | 33.6 | 7 | 15 | 0
IRB-DU-0003 | DU | Rooftop | C-RAN | 3 | 3 | 0 | 3 | 3 | 3 | 0 | 0 | 1 | 18 | 6060 | 8530 | 21 | 33.6 | 7 | 15 | 0
IRB-DU-0004 | DU | Rooftop | C-RAN | 3 | 3 | 0 | 3 | 3 | 3 | 0 | 0 | 1 | 18 | 6060 | 8530 | 21 | 33.6 | 7 | 15 | 0
IRB-DU-0005 | DU | Rooftop | C-RAN | 3 | 3 | 0 | 3 | 3 | 3 | 0 | 0 | 1 | 18 | 6060 | 8530 | 21 | 33.6 | 7 | 15 | 0
IRB-DU-0006 | DU | Rooftop | C-RAN | 3 | 3 | 0 | 3 | 3 | 3 | 0 | 0 | 1 | 18 | 6060 | 8530 | 21 | 33.6 | 7 | 15 | 0
IRB-DU-0007 | DU | Rooftop | C-RAN | 3 | 3 | 0 | 3 | 3 | 3 | 0 | 0 | 1 | 18 | 6060 | 8530 | 21 | 33.6 | 7 | 15 | 0
IRB-DU-0008 | DU | Rooftop | C-RAN | 3 | 3 | 0 | 3 | 3 | 3 | 0 | 0 | 1 | 18 | 6060 | 8530 | 21 | 33.6 | 7 | 15 | 0
IRB-DU-0009 | DU | Rooftop | C-RAN | 3 | 3 | 0 | 3 | 3 | 3 | 0 | 0 | 1 | 18 | 6060 | 8530 | 21 | 33.6 | 7 | 15 | 0
IRB-DU-0010 | DU | Rooftop | C-RAN | 3 | 3 | 0 | 3 | 3 | 3 | 0 | 0 | 1 | 18 | 6060 | 8530 | 21 | 33.6 | 7 | 15 | 0
IRB-DU-0011 | DU | Rooftop | C-RAN | 3 | 3 | 0 | 3 | 3 | 3 | 0 | 0 | 1 | 18 | 6060 | 8530 | 21 | 33.6 | 7 | 15 | 0
IRB-DU-0012 | DU | Rooftop | C-RAN | 3 | 3 | 0 | 3 | 3 | 3 | 0 | 0 | 1 | 18 | 6060 | 8530 | 21 | 33.6 | 7 | 15 | 0
IRB-DU-0013 | DU | Rooftop | C-RAN | 3 | 3 | 0 | 3 | 3 | 3 | 0 | 0 | 1 | 18 | 6060 | 8530 | 21 | 33.6 | 7 | 15 | 0
IRB-DU-0014 | DU | Rooftop | C-RAN | 3 | 3 | 0 | 3 | 3 | 3 | 0 | 0 | 1 | 18 | 6060 | 8530 | 21 | 33.6 | 7 | 15 | 0
IRB-DU-0015 | DU | Rooftop | C-RAN | 3 | 3 | 0 | 3 | 3 | 3 | 0 | 0 | 1 | 18 | 6060 | 8530 | 21 | 33.6 | 7 | 15 | 0
IRB-DU-0016 | DU | Rooftop | C-RAN | 3 | 3 | 0 | 3 | 3 | 3 | 0 | 0 | 1 | 18 | 6060 | 8530 | 21 | 33.6 | 7 | 15 | 0
IRB-DU-0017 | DU | Rooftop | C-RAN | 3 | 3 | 0 | 3 | 3 | 3 | 0 | 0 | 1 | 18 | 6060 | 8530 | 21 | 33.6 | 7 | 15 | 0
IRB-DU-0018 | DU | Rooftop | C-RAN | 3 | 3 | 0 | 3 | 3 | 3 | 0 | 0 | 1 | 18 | 6060 | 8530 | 21 | 33.6 | 7 | 15 | 0
IRB-DU-0019 | DU | Rooftop | C-RAN | 3 | 3 | 0 | 3 | 3 | 3 | 0 | 0 | 1 | 18 | 6060 | 8530 | 21 | 33.6 | 7 | 15 | 0
IRB-DU-0020 | DU | Rooftop | C-RAN | 3 | 3 | 0 | 3 | 3 | 3 | 0 | 0 | 1 | 18 | 6060 | 8530 | 21 | 33.6 | 7 | 15 | 0
IRB-DU-0021 | DU | Rooftop | C-RAN | 3 | 3 | 0 | 3 | 3 | 3 | 0 | 0 | 1 | 18 | 6060 | 8530 | 21 | 33.6 | 7 | 15 | 0
IRB-DU-0022 | DU | Rooftop | C-RAN | 3 | 3 | 0 | 3 | 3 | 3 | 0 | 0 | 1 | 18 | 6060 | 8530 | 21 | 33.6 | 7 | 15 | 0
IRB-DU-0023 | DU | Rooftop | C-RAN | 3 | 3 | 0 | 3 | 3 | 3 | 0 | 0 | 1 | 18 | 6060 | 8530 | 21 | 33.6 | 7 | 15 | 0
IRB-DU-0024 | DU | Rooftop | C-RAN | 3 | 3 | 0 | 3 | 3 | 3 | 0 | 0 | 1 | 18 | 6060 | 8530 | 21 | 33.6 | 7 | 15 | 0
IRB-DU-0025 | DU | Rooftop | C-RAN | 3 | 3 | 0 | 3 | 3 | 3 | 0 | 0 | 1 | 18 | 6060 | 8530 | 21 | 33.6 | 7 | 15 | 0
IRB-DU-0026 | DU | Rooftop | C-RAN | 3 | 3 | 0 | 3 | 3 | 3 | 0 | 0 | 1 | 18 | 6060 | 8530 | 21 | 33.6 | 7 | 15 | 0
IRB-DU-0027 | DU | Rooftop | C-RAN | 3 | 3 | 0 | 3 | 3 | 3 | 0 | 0 | 1 | 18 | 6060 | 8530 | 21 | 33.6 | 7 | 15 | 0
IRB-DU-0028 | DU | Rooftop | C-RAN | 3 | 3 | 0 | 3 | 3 | 3 | 0 | 0 | 1 | 18 | 6060 | 8530 | 21 | 33.6 | 7 | 15 | 0
IRB-DU-0029 | DU | Rooftop | C-RAN | 3 | 3 | 0 | 3 | 3 | 3 | 0 | 0 | 1 | 18 | 6060 | 8530 | 21 | 33.6 | 7 | 15 | 0
IRB-DU-0030 | DU | Rooftop | C-RAN | 3 | 3 | 0 | 3 | 3 | 3 | 0 | 0 | 1 | 18 | 6060 | 8530 | 21 | 33.6 | 7 | 15 | 0
IRB-DU-0031 | DU | Rooftop | C-RAN | 3 | 3 | 0 | 3 | 3 | 3 | 0 | 0 | 1 | 18 | 6060 | 8530 | 21 | 33.6 | 7 | 15 | 0
IRB-DU-0032 | DU | Rooftop | C-RAN | 3 | 3 | 0 | 3 | 3 | 3 | 0 | 0 | 1 | 18 | 6060 | 8530 | 21 | 33.6 | 7 | 15 | 0
IRB-DU-0033 | DU | Rooftop | C-RAN | 3 | 3 | 0 | 3 | 3 | 3 | 0 | 0 | 1 | 18 | 6060 | 8530 | 21 | 33.6 | 7 | 15 | 0
IRB-DU-0034 | DU | Rooftop | C-RAN | 3 | 3 | 0 | 3 | 3 | 3 | 0 | 0 | 1 | 18 | 6060 | 8530 | 21 | 33.6 | 7 | 15 | 0
IRB-DU-0035 | DU | Rooftop | C-RAN | 3 | 3 | 0 | 3 | 3 | 3 | 0 | 0 | 1 | 18 | 6060 | 8530 | 21 | 33.6 | 7 | 15 | 0
IRB-DU-0036 | DU | Rooftop | C-RAN | 3 | 3 | 0 | 3 | 3 | 3 | 0 | 0 | 1 | 18 | 6060 | 8530 | 21 | 33.6 | 7 | 15 | 0
IRB-DU-0037 | DU | Rooftop | C-RAN | 3 | 3 | 0 | 3 | 3 | 3 | 0 | 0 | 1 | 18 | 6060 | 8530 | 21 | 33.6 | 7 | 15 | 0
IRB-DU-0038 | DU | Rooftop | C-RAN | 3 | 3 | 0 | 3 | 3 | 3 | 0 | 0 | 1 | 18 | 6060 | 8530 | 21 | 33.6 | 7 | 15 | 0
IRB-DU-0039 | DU | Rooftop | C-RAN | 3 | 3 | 0 | 3 | 3 | 3 | 0 | 0 | 1 | 18 | 6060 | 8530 | 21 | 33.6 | 7 | 15 | 0
IRB-DU-0040 | DU | Rooftop | C-RAN | 3 | 3 | 0 | 3 | 3 | 3 | 0 | 0 | 1 | 18 | 6060 | 8530 | 21 | 33.6 | 7 | 15 | 0
IRB-DU-0041 | DU | Rooftop | C-RAN | 3 | 3 | 0 | 3 | 3 | 3 | 0 | 0 | 1 | 18 | 6060 | 8530 | 21 | 33.6 | 7 | 15 | 0
IRB-DU-0042 | DU | Rooftop | C-RAN | 3 | 3 | 0 | 3 | 3 | 3 | 0 | 0 | 1 | 18 | 6060 | 8530 | 21 | 33.6 | 7 | 15 | 0
IRB-DU-0043 | DU | Rooftop | C-RAN | 3 | 3 | 0 | 3 | 3 | 3 | 0 | 0 | 1 | 18 | 6060 | 8530 | 21 | 33.6 | 7 | 15 | 0
IRB-DU-0044 | DU | Rooftop | C-RAN | 3 | 3 | 0 | 3 | 3 | 3 | 0 | 0 | 1 | 18 | 6060 | 8530 | 21 | 33.6 | 7 | 15 | 0
IRB-DU-0045 | DU | Rooftop | C-RAN | 3 | 3 | 0 | 3 | 3 | 3 | 0 | 0 | 1 | 18 | 6060 | 8530 | 21 | 33.6 | 7 | 15 | 0
IRB-DU-0046 | DU | Rooftop | C-RAN | 3 | 3 | 0 | 3 | 3 | 3 | 0 | 0 | 1 | 18 | 6060 | 8530 | 21 | 33.6 | 7 | 15 | 0
IRB-DU-0047 | DU | Rooftop | C-RAN | 3 | 3 | 0 | 3 | 3 | 3 | 0 | 0 | 1 | 18 | 6060 | 8530 | 21 | 33.6 | 7 | 15 | 0
IRB-DU-0048 | DU | Rooftop | C-RAN | 3 | 3 | 0 | 3 | 3 | 3 | 0 | 0 | 1 | 18 | 6060 | 8530 | 21 | 33.6 | 7 | 15 | 0
IRB-DU-0049 | DU | Rooftop | C-RAN | 3 | 3 | 0 | 3 | 3 | 3 | 0 | 0 | 1 | 18 | 6060 | 8530 | 21 | 33.6 | 7 | 15 | 0
IRB-DU-0050 | DU | Rooftop | C-RAN | 3 | 3 | 0 | 3 | 3 | 3 | 0 | 0 | 1 | 18 | 6060 | 8530 | 21 | 33.6 | 7 | 15 | 0
IRB-DU-0051 | DU | Rooftop | C-RAN | 3 | 3 | 0 | 3 | 3 | 3 | 0 | 0 | 1 | 18 | 6060 | 8530 | 21 | 33.6 | 7 | 15 | 0
IRB-DU-0052 | DU | Rooftop | C-RAN | 3 | 3 | 0 | 3 | 3 | 3 | 0 | 0 | 1 | 18 | 6060 | 8530 | 21 | 33.6 | 7 | 15 | 0
IRB-DU-0053 | DU | Rooftop | C-RAN | 3 | 3 | 0 | 3 | 3 | 3 | 0 | 0 | 1 | 18 | 6060 | 8530 | 21 | 33.6 | 7 | 15 | 0
IRB-DU-0054 | DU | Rooftop | C-RAN | 3 | 3 | 0 | 3 | 3 | 3 | 0 | 0 | 1 | 18 | 6060 | 8530 | 21 | 33.6 | 7 | 15 | 0
IRB-DU-0055 | DU | Rooftop | C-RAN | 3 | 3 | 0 | 3 | 3 | 3 | 0 | 0 | 1 | 18 | 6060 | 8530 | 21 | 33.6 | 7 | 15 | 0
IRB-DU-0056 | DU | Rooftop | C-RAN | 3 | 3 | 0 | 3 | 3 | 3 | 0 | 0 | 1 | 18 | 6060 | 8530 | 21 | 33.6 | 7 | 15 | 0
IRB-DU-0057 | DU | Rooftop | C-RAN | 3 | 3 | 0 | 3 | 3 | 3 | 0 | 0 | 1 | 18 | 6060 | 8530 | 21 | 33.6 | 7 | 15 | 0
IRB-DU-0058 | DU | Rooftop | C-RAN | 3 | 3 | 0 | 3 | 3 | 3 | 0 | 0 | 1 | 18 | 6060 | 8530 | 21 | 33.6 | 7 | 15 | 0
IRB-DU-0059 | DU | Rooftop | C-RAN | 3 | 3 | 0 | 3 | 3 | 3 | 0 | 0 | 1 | 18 | 6060 | 8530 | 21 | 33.6 | 7 | 15 | 0
IRB-DU-0060 | DU | Rooftop | C-RAN | 3 | 3 | 0 | 3 | 3 | 3 | 0 | 0 | 1 | 18 | 6060 | 8530 | 21 | 33.6 | 7 | 15 | 0
AQB-U-0001 | U | Monopole / greenfield | C-RAN | 3 | 3 | 0 | 3 | 3 | 3 | 0 | 0 | 1 | 18 | 6060 | 8530 | 21 | 33.6 | 7 | 15 | 0
AQB-U-0002 | U | Monopole / greenfield | C-RAN | 3 | 3 | 0 | 3 | 3 | 3 | 0 | 0 | 1 | 18 | 6060 | 8530 | 21 | 33.6 | 7 | 15 | 0
AQB-U-0003 | U | Monopole / greenfield | C-RAN | 3 | 3 | 0 | 3 | 3 | 3 | 0 | 0 | 1 | 18 | 6060 | 8530 | 21 | 33.6 | 7 | 15 | 0
AQB-U-0004 | U | Monopole / greenfield | C-RAN | 3 | 3 | 0 | 3 | 3 | 3 | 0 | 0 | 1 | 18 | 6060 | 8530 | 21 | 33.6 | 7 | 15 | 0
AQB-U-0005 | U | Rooftop | C-RAN | 3 | 3 | 0 | 3 | 3 | 3 | 0 | 0 | 1 | 18 | 6060 | 8530 | 21 | 33.6 | 7 | 15 | 0
AQB-U-0006 | U | Rooftop | C-RAN | 3 | 3 | 0 | 3 | 3 | 3 | 0 | 0 | 1 | 18 | 6060 | 8530 | 21 | 33.6 | 7 | 15 | 0
AQB-U-0007 | U | Monopole / greenfield | C-RAN | 3 | 3 | 0 | 3 | 3 | 3 | 0 | 0 | 1 | 18 | 6060 | 8530 | 21 | 33.6 | 7 | 15 | 0
AQB-U-0008 | U | Monopole / greenfield | C-RAN | 3 | 3 | 0 | 3 | 3 | 3 | 0 | 0 | 1 | 18 | 6060 | 8530 | 21 | 33.6 | 7 | 15 | 0
AQB-U-0009 | U | Rooftop | C-RAN | 3 | 3 | 0 | 3 | 3 | 3 | 0 | 0 | 1 | 18 | 6060 | 8530 | 21 | 33.6 | 7 | 15 | 0
AQB-U-0010 | U | Rooftop | C-RAN | 3 | 3 | 0 | 3 | 3 | 3 | 0 | 0 | 1 | 18 | 6060 | 8530 | 21 | 33.6 | 7 | 15 | 0
AQB-U-0011 | U | Rooftop | C-RAN | 3 | 3 | 0 | 3 | 3 | 3 | 0 | 0 | 1 | 18 | 6060 | 8530 | 21 | 33.6 | 7 | 15 | 0
AQB-U-0012 | U | Monopole / greenfield | C-RAN | 3 | 3 | 0 | 3 | 3 | 3 | 0 | 0 | 1 | 18 | 6060 | 8530 | 21 | 33.6 | 7 | 15 | 0
AQB-U-0013 | U | Monopole / greenfield | C-RAN | 3 | 3 | 0 | 3 | 3 | 3 | 0 | 0 | 1 | 18 | 6060 | 8530 | 21 | 33.6 | 7 | 15 | 0
AQB-U-0014 | U | Rooftop | C-RAN | 3 | 3 | 0 | 3 | 3 | 3 | 0 | 0 | 1 | 18 | 6060 | 8530 | 21 | 33.6 | 7 | 15 | 0
AQB-U-0015 | U | Rooftop | C-RAN | 3 | 3 | 0 | 3 | 3 | 3 | 0 | 0 | 1 | 18 | 6060 | 8530 | 21 | 33.6 | 7 | 15 | 0
AQB-U-0016 | U | Rooftop | C-RAN | 3 | 3 | 0 | 3 | 3 | 3 | 0 | 0 | 1 | 18 | 6060 | 8530 | 21 | 33.6 | 7 | 15 | 0
AQB-U-0017 | U | Monopole / greenfield | C-RAN | 3 | 3 | 0 | 3 | 3 | 3 | 0 | 0 | 1 | 18 | 6060 | 8530 | 21 | 33.6 | 7 | 15 | 0
AQB-U-0018 | U | Rooftop | C-RAN | 3 | 3 | 0 | 3 | 3 | 3 | 0 | 0 | 1 | 18 | 6060 | 8530 | 21 | 33.6 | 7 | 15 | 0
AQB-U-0019 | U | Rooftop | C-RAN | 3 | 3 | 0 | 3 | 3 | 3 | 0 | 0 | 1 | 18 | 6060 | 8530 | 21 | 33.6 | 7 | 15 | 0
AQB-U-0020 | U | Rooftop | C-RAN | 3 | 3 | 0 | 3 | 3 | 3 | 0 | 0 | 1 | 18 | 6060 | 8530 | 21 | 33.6 | 7 | 15 | 0
AQB-U-0021 | U | Monopole / greenfield | C-RAN | 3 | 3 | 0 | 3 | 3 | 3 | 0 | 0 | 1 | 18 | 6060 | 8530 | 21 | 33.6 | 7 | 15 | 0
AQB-U-0022 | U | Monopole / greenfield | C-RAN | 3 | 3 | 0 | 3 | 3 | 3 | 0 | 0 | 1 | 18 | 6060 | 8530 | 21 | 33.6 | 7 | 15 | 0
AQB-U-0023 | U | Rooftop | C-RAN | 3 | 3 | 0 | 3 | 3 | 3 | 0 | 0 | 1 | 18 | 6060 | 8530 | 21 | 33.6 | 7 | 15 | 0
AQB-U-0024 | U | Rooftop | C-RAN | 3 | 3 | 0 | 3 | 3 | 3 | 0 | 0 | 1 | 18 | 6060 | 8530 | 21 | 33.6 | 7 | 15 | 0
AQB-U-0025 | U | Rooftop | C-RAN | 3 | 3 | 0 | 3 | 3 | 3 | 0 | 0 | 1 | 18 | 6060 | 8530 | 21 | 33.6 | 7 | 15 | 0
AQB-U-0026 | U | Rooftop | C-RAN | 3 | 3 | 0 | 3 | 3 | 3 | 0 | 0 | 1 | 18 | 6060 | 8530 | 21 | 33.6 | 7 | 15 | 0
AQB-U-0027 | U | Rooftop | C-RAN | 3 | 3 | 0 | 3 | 3 | 3 | 0 | 0 | 1 | 18 | 6060 | 8530 | 21 | 33.6 | 7 | 15 | 0
AQB-U-0028 | U | Monopole / greenfield | C-RAN | 3 | 3 | 0 | 3 | 3 | 3 | 0 | 0 | 1 | 18 | 6060 | 8530 | 21 | 33.6 | 7 | 15 | 0
AQB-U-0029 | U | Monopole / greenfield | C-RAN | 3 | 3 | 0 | 3 | 3 | 3 | 0 | 0 | 1 | 18 | 6060 | 8530 | 21 | 33.6 | 7 | 15 | 0
AQB-U-0030 | U | Rooftop | C-RAN | 3 | 3 | 0 | 3 | 3 | 3 | 0 | 0 | 1 | 18 | 6060 | 8530 | 21 | 33.6 | 7 | 15 | 0
AQB-U-0031 | U | Rooftop | C-RAN | 3 | 3 | 0 | 3 | 3 | 3 | 0 | 0 | 1 | 18 | 6060 | 8530 | 21 | 33.6 | 7 | 15 | 0
AQB-U-0032 | U | Rooftop | C-RAN | 3 | 3 | 0 | 3 | 3 | 3 | 0 | 0 | 1 | 18 | 6060 | 8530 | 21 | 33.6 | 7 | 15 | 0
AQB-U-0033 | U | Rooftop | C-RAN | 3 | 3 | 0 | 3 | 3 | 3 | 0 | 0 | 1 | 18 | 6060 | 8530 | 21 | 33.6 | 7 | 15 | 0
AQB-U-0034 | U | Rooftop | C-RAN | 3 | 3 | 0 | 3 | 3 | 3 | 0 | 0 | 1 | 18 | 6060 | 8530 | 21 | 33.6 | 7 | 15 | 0
AQB-U-0035 | U | Rooftop | C-RAN | 3 | 3 | 0 | 3 | 3 | 3 | 0 | 0 | 1 | 18 | 6060 | 8530 | 21 | 33.6 | 7 | 15 | 0
AQB-U-0036 | U | Rooftop | C-RAN | 3 | 3 | 0 | 3 | 3 | 3 | 0 | 0 | 1 | 18 | 6060 | 8530 | 21 | 33.6 | 7 | 15 | 0
AQB-U-0037 | U | Monopole / greenfield | C-RAN | 3 | 3 | 0 | 3 | 3 | 3 | 0 | 0 | 1 | 18 | 6060 | 8530 | 21 | 33.6 | 7 | 15 | 0
AQB-U-0038 | U | Monopole / greenfield | C-RAN | 3 | 3 | 0 | 3 | 3 | 3 | 0 | 0 | 1 | 18 | 6060 | 8530 | 21 | 33.6 | 7 | 15 | 0
AQB-U-0039 | U | Monopole / greenfield | C-RAN | 3 | 3 | 0 | 3 | 3 | 3 | 0 | 0 | 1 | 18 | 6060 | 8530 | 21 | 33.6 | 7 | 15 | 0
AQB-U-0040 | U | Monopole / greenfield | C-RAN | 3 | 3 | 0 | 3 | 3 | 3 | 0 | 0 | 1 | 18 | 6060 | 8530 | 21 | 33.6 | 7 | 15 | 0
AQB-U-0041 | U | Monopole / greenfield | C-RAN | 3 | 3 | 0 | 3 | 3 | 3 | 0 | 0 | 1 | 18 | 6060 | 8530 | 21 | 33.6 | 7 | 15 | 0
AQB-U-0042 | U | Rooftop | C-RAN | 3 | 3 | 0 | 3 | 3 | 3 | 0 | 0 | 1 | 18 | 6060 | 8530 | 21 | 33.6 | 7 | 15 | 0
AQB-U-0043 | U | Rooftop | C-RAN | 3 | 3 | 0 | 3 | 3 | 3 | 0 | 0 | 1 | 18 | 6060 | 8530 | 21 | 33.6 | 7 | 15 | 0
AQB-U-0044 | U | Rooftop | C-RAN | 3 | 3 | 0 | 3 | 3 | 3 | 0 | 0 | 1 | 18 | 6060 | 8530 | 21 | 33.6 | 7 | 15 | 0
AQB-U-0045 | U | Rooftop | C-RAN | 3 | 3 | 0 | 3 | 3 | 3 | 0 | 0 | 1 | 18 | 6060 | 8530 | 21 | 33.6 | 7 | 15 | 0
AQB-U-0046 | U | Rooftop | C-RAN | 3 | 3 | 0 | 3 | 3 | 3 | 0 | 0 | 1 | 18 | 6060 | 8530 | 21 | 33.6 | 7 | 15 | 0
AQB-U-0047 | U | Rooftop | C-RAN | 3 | 3 | 0 | 3 | 3 | 3 | 0 | 0 | 1 | 18 | 6060 | 8530 | 21 | 33.6 | 7 | 15 | 0
AQB-U-0048 | U | Rooftop | C-RAN | 3 | 3 | 0 | 3 | 3 | 3 | 0 | 0 | 1 | 18 | 6060 | 8530 | 21 | 33.6 | 7 | 15 | 0
AQB-U-0049 | U | Rooftop | C-RAN | 3 | 3 | 0 | 3 | 3 | 3 | 0 | 0 | 1 | 18 | 6060 | 8530 | 21 | 33.6 | 7 | 15 | 0
AQB-U-0050 | U | Rooftop | C-RAN | 3 | 3 | 0 | 3 | 3 | 3 | 0 | 0 | 1 | 18 | 6060 | 8530 | 21 | 33.6 | 7 | 15 | 0
AQB-U-0051 | U | Monopole / greenfield | C-RAN | 3 | 3 | 0 | 3 | 3 | 3 | 0 | 0 | 1 | 18 | 6060 | 8530 | 21 | 33.6 | 7 | 15 | 0
AQB-U-0052 | U | Monopole / greenfield | C-RAN | 3 | 3 | 0 | 3 | 3 | 3 | 0 | 0 | 1 | 18 | 6060 | 8530 | 21 | 33.6 | 7 | 15 | 0
AQB-U-0053 | U | Monopole / greenfield | C-RAN | 3 | 3 | 0 | 3 | 3 | 3 | 0 | 0 | 1 | 18 | 6060 | 8530 | 21 | 33.6 | 7 | 15 | 0
AQB-U-0054 | U | Monopole / greenfield | C-RAN | 3 | 3 | 0 | 3 | 3 | 3 | 0 | 0 | 1 | 18 | 6060 | 8530 | 21 | 33.6 | 7 | 15 | 0
AQB-U-0055 | U | Monopole / greenfield | C-RAN | 3 | 3 | 0 | 3 | 3 | 3 | 0 | 0 | 1 | 18 | 6060 | 8530 | 21 | 33.6 | 7 | 15 | 0
AQB-U-0056 | U | Monopole / greenfield | C-RAN | 3 | 3 | 0 | 3 | 3 | 3 | 0 | 0 | 1 | 18 | 6060 | 8530 | 21 | 33.6 | 7 | 15 | 0
AQB-U-0057 | U | Rooftop | C-RAN | 3 | 3 | 0 | 3 | 3 | 3 | 0 | 0 | 1 | 18 | 6060 | 8530 | 21 | 33.6 | 7 | 15 | 0
AQB-U-0058 | U | Rooftop | C-RAN | 3 | 3 | 0 | 3 | 3 | 3 | 0 | 0 | 1 | 18 | 6060 | 8530 | 21 | 33.6 | 7 | 15 | 0
AQB-U-0059 | U | Rooftop | C-RAN | 3 | 3 | 0 | 3 | 3 | 3 | 0 | 0 | 1 | 18 | 6060 | 8530 | 21 | 33.6 | 7 | 15 | 0
AQB-U-0060 | U | Rooftop | C-RAN | 3 | 3 | 0 | 3 | 3 | 3 | 0 | 0 | 1 | 18 | 6060 | 8530 | 21 | 33.6 | 7 | 15 | 0
AQB-U-0061 | U | Rooftop | C-RAN | 3 | 3 | 0 | 3 | 3 | 3 | 0 | 0 | 1 | 18 | 6060 | 8530 | 21 | 33.6 | 7 | 15 | 0
AQB-U-0062 | U | Rooftop | C-RAN | 3 | 3 | 0 | 3 | 3 | 3 | 0 | 0 | 1 | 18 | 6060 | 8530 | 21 | 33.6 | 7 | 15 | 0
AQB-U-0063 | U | Rooftop | C-RAN | 3 | 3 | 0 | 3 | 3 | 3 | 0 | 0 | 1 | 18 | 6060 | 8530 | 21 | 33.6 | 7 | 15 | 0
AQB-U-0064 | U | Monopole / greenfield | C-RAN | 3 | 3 | 0 | 3 | 3 | 3 | 0 | 0 | 1 | 18 | 6060 | 8530 | 21 | 33.6 | 7 | 15 | 0
AQB-U-0065 | U | Rooftop | C-RAN | 3 | 3 | 0 | 3 | 3 | 3 | 0 | 0 | 1 | 18 | 6060 | 8530 | 21 | 33.6 | 7 | 15 | 0
AQB-U-0066 | U | Rooftop | C-RAN | 3 | 3 | 0 | 3 | 3 | 3 | 0 | 0 | 1 | 18 | 6060 | 8530 | 21 | 33.6 | 7 | 15 | 0
AQB-U-0067 | U | Monopole / greenfield | C-RAN | 3 | 3 | 0 | 3 | 3 | 3 | 0 | 0 | 1 | 18 | 6060 | 8530 | 21 | 33.6 | 7 | 15 | 0
AQB-U-0068 | U | Monopole / greenfield | C-RAN | 3 | 3 | 0 | 3 | 3 | 3 | 0 | 0 | 1 | 18 | 6060 | 8530 | 21 | 33.6 | 7 | 15 | 0
AQB-U-0069 | U | Monopole / greenfield | C-RAN | 3 | 3 | 0 | 3 | 3 | 3 | 0 | 0 | 1 | 18 | 6060 | 8530 | 21 | 33.6 | 7 | 15 | 0
AQB-U-0070 | U | Rooftop | C-RAN | 3 | 3 | 0 | 3 | 3 | 3 | 0 | 0 | 1 | 18 | 6060 | 8530 | 21 | 33.6 | 7 | 15 | 0
AQB-U-0071 | U | Rooftop | C-RAN | 3 | 3 | 0 | 3 | 3 | 3 | 0 | 0 | 1 | 18 | 6060 | 8530 | 21 | 33.6 | 7 | 15 | 0
AQB-U-0072 | U | Rooftop | C-RAN | 3 | 3 | 0 | 3 | 3 | 3 | 0 | 0 | 1 | 18 | 6060 | 8530 | 21 | 33.6 | 7 | 15 | 0
AQB-U-0073 | U | Rooftop | C-RAN | 3 | 3 | 0 | 3 | 3 | 3 | 0 | 0 | 1 | 18 | 6060 | 8530 | 21 | 33.6 | 7 | 15 | 0
AQB-U-0074 | U | Rooftop | C-RAN | 3 | 3 | 0 | 3 | 3 | 3 | 0 | 0 | 1 | 18 | 6060 | 8530 | 21 | 33.6 | 7 | 15 | 0
AQB-U-0075 | U | Rooftop | C-RAN | 3 | 3 | 0 | 3 | 3 | 3 | 0 | 0 | 1 | 18 | 6060 | 8530 | 21 | 33.6 | 7 | 15 | 0
AQB-U-0076 | U | Rooftop | C-RAN | 3 | 3 | 0 | 3 | 3 | 3 | 0 | 0 | 1 | 18 | 6060 | 8530 | 21 | 33.6 | 7 | 15 | 0
AQB-U-0077 | U | Rooftop | C-RAN | 3 | 3 | 0 | 3 | 3 | 3 | 0 | 0 | 1 | 18 | 6060 | 8530 | 21 | 33.6 | 7 | 15 | 0
AQB-U-0078 | U | Rooftop | C-RAN | 3 | 3 | 0 | 3 | 3 | 3 | 0 | 0 | 1 | 18 | 6060 | 8530 | 21 | 33.6 | 7 | 15 | 0
AQB-U-0079 | U | Monopole / greenfield | C-RAN | 3 | 3 | 0 | 3 | 3 | 3 | 0 | 0 | 1 | 18 | 6060 | 8530 | 21 | 33.6 | 7 | 15 | 0
AQB-U-0080 | U | Monopole / greenfield | C-RAN | 3 | 3 | 0 | 3 | 3 | 3 | 0 | 0 | 1 | 18 | 6060 | 8530 | 21 | 33.6 | 7 | 15 | 0
AQB-U-0081 | U | Monopole / greenfield | C-RAN | 3 | 3 | 0 | 3 | 3 | 3 | 0 | 0 | 1 | 18 | 6060 | 8530 | 21 | 33.6 | 7 | 15 | 0
AQB-U-0082 | U | Monopole / greenfield | C-RAN | 3 | 3 | 0 | 3 | 3 | 3 | 0 | 0 | 1 | 18 | 6060 | 8530 | 21 | 33.6 | 7 | 15 | 0
AQB-U-0083 | U | Rooftop | C-RAN | 3 | 3 | 0 | 3 | 3 | 3 | 0 | 0 | 1 | 18 | 6060 | 8530 | 21 | 33.6 | 7 | 15 | 0
AQB-U-0084 | U | Rooftop | C-RAN | 3 | 3 | 0 | 3 | 3 | 3 | 0 | 0 | 1 | 18 | 6060 | 8530 | 21 | 33.6 | 7 | 15 | 0
AQB-U-0085 | U | Rooftop | C-RAN | 3 | 3 | 0 | 3 | 3 | 3 | 0 | 0 | 1 | 18 | 6060 | 8530 | 21 | 33.6 | 7 | 15 | 0
AQB-U-0086 | U | Rooftop | C-RAN | 3 | 3 | 0 | 3 | 3 | 3 | 0 | 0 | 1 | 18 | 6060 | 8530 | 21 | 33.6 | 7 | 15 | 0
AQB-U-0087 | U | Rooftop | C-RAN | 3 | 3 | 0 | 3 | 3 | 3 | 0 | 0 | 1 | 18 | 6060 | 8530 | 21 | 33.6 | 7 | 15 | 0
AQB-U-0088 | U | Rooftop | C-RAN | 3 | 3 | 0 | 3 | 3 | 3 | 0 | 0 | 1 | 18 | 6060 | 8530 | 21 | 33.6 | 7 | 15 | 0
AQB-U-0089 | U | Rooftop | C-RAN | 3 | 3 | 0 | 3 | 3 | 3 | 0 | 0 | 1 | 18 | 6060 | 8530 | 21 | 33.6 | 7 | 15 | 0
AQB-U-0090 | U | Rooftop | C-RAN | 3 | 3 | 0 | 3 | 3 | 3 | 0 | 0 | 1 | 18 | 6060 | 8530 | 21 | 33.6 | 7 | 15 | 0
AQB-U-0091 | U | Rooftop | C-RAN | 3 | 3 | 0 | 3 | 3 | 3 | 0 | 0 | 1 | 18 | 6060 | 8530 | 21 | 33.6 | 7 | 15 | 0
AQB-U-0092 | U | Rooftop | C-RAN | 3 | 3 | 0 | 3 | 3 | 3 | 0 | 0 | 1 | 18 | 6060 | 8530 | 21 | 33.6 | 7 | 15 | 0
AQB-U-0093 | U | Monopole / greenfield | C-RAN | 3 | 3 | 0 | 3 | 3 | 3 | 0 | 0 | 1 | 18 | 6060 | 8530 | 21 | 33.6 | 7 | 15 | 0
AQB-U-0094 | U | Monopole / greenfield | C-RAN | 3 | 3 | 0 | 3 | 3 | 3 | 0 | 0 | 1 | 18 | 6060 | 8530 | 21 | 33.6 | 7 | 15 | 0
AQB-U-0095 | U | Monopole / greenfield | C-RAN | 3 | 3 | 0 | 3 | 3 | 3 | 0 | 0 | 1 | 18 | 6060 | 8530 | 21 | 33.6 | 7 | 15 | 0
AQB-U-0096 | U | Rooftop | C-RAN | 3 | 3 | 0 | 3 | 3 | 3 | 0 | 0 | 1 | 18 | 6060 | 8530 | 21 | 33.6 | 7 | 15 | 0
AQB-U-0097 | U | Rooftop | C-RAN | 3 | 3 | 0 | 3 | 3 | 3 | 0 | 0 | 1 | 18 | 6060 | 8530 | 21 | 33.6 | 7 | 15 | 0
AQB-U-0098 | U | Rooftop | C-RAN | 3 | 3 | 0 | 3 | 3 | 3 | 0 | 0 | 1 | 18 | 6060 | 8530 | 21 | 33.6 | 7 | 15 | 0
AQB-U-0099 | U | Rooftop | C-RAN | 3 | 3 | 0 | 3 | 3 | 3 | 0 | 0 | 1 | 18 | 6060 | 8530 | 21 | 33.6 | 7 | 15 | 0
AQB-U-0100 | U | Rooftop | C-RAN | 3 | 3 | 0 | 3 | 3 | 3 | 0 | 0 | 1 | 18 | 6060 | 8530 | 21 | 33.6 | 7 | 15 | 0
AQB-U-0101 | U | Monopole / greenfield | C-RAN | 3 | 3 | 0 | 3 | 3 | 3 | 0 | 0 | 1 | 18 | 6060 | 8530 | 21 | 33.6 | 7 | 15 | 0
AQB-U-0102 | U | Rooftop | C-RAN | 3 | 3 | 0 | 3 | 3 | 3 | 0 | 0 | 1 | 18 | 6060 | 8530 | 21 | 33.6 | 7 | 15 | 0
AQB-U-0103 | U | Rooftop | C-RAN | 3 | 3 | 0 | 3 | 3 | 3 | 0 | 0 | 1 | 18 | 6060 | 8530 | 21 | 33.6 | 7 | 15 | 0
AQB-U-0104 | U | Monopole / greenfield | C-RAN | 3 | 3 | 0 | 3 | 3 | 3 | 0 | 0 | 1 | 18 | 6060 | 8530 | 21 | 33.6 | 7 | 15 | 0
AQB-U-0105 | U | Monopole / greenfield | C-RAN | 3 | 3 | 0 | 3 | 3 | 3 | 0 | 0 | 1 | 18 | 6060 | 8530 | 21 | 33.6 | 7 | 15 | 0
AQB-U-0106 | U | Monopole / greenfield | C-RAN | 3 | 3 | 0 | 3 | 3 | 3 | 0 | 0 | 1 | 18 | 6060 | 8530 | 21 | 33.6 | 7 | 15 | 0
AQB-U-0107 | U | Rooftop | C-RAN | 3 | 3 | 0 | 3 | 3 | 3 | 0 | 0 | 1 | 18 | 6060 | 8530 | 21 | 33.6 | 7 | 15 | 0
AQB-U-0108 | U | Rooftop | C-RAN | 3 | 3 | 0 | 3 | 3 | 3 | 0 | 0 | 1 | 18 | 6060 | 8530 | 21 | 33.6 | 7 | 15 | 0
AQB-U-0109 | U | Rooftop | C-RAN | 3 | 3 | 0 | 3 | 3 | 3 | 0 | 0 | 1 | 18 | 6060 | 8530 | 21 | 33.6 | 7 | 15 | 0
AQB-U-0110 | U | Rooftop | C-RAN | 3 | 3 | 0 | 3 | 3 | 3 | 0 | 0 | 1 | 18 | 6060 | 8530 | 21 | 33.6 | 7 | 15 | 0
AQB-U-0111 | U | Rooftop | C-RAN | 3 | 3 | 0 | 3 | 3 | 3 | 0 | 0 | 1 | 18 | 6060 | 8530 | 21 | 33.6 | 7 | 15 | 0
AQB-U-0112 | U | Monopole / greenfield | C-RAN | 3 | 3 | 0 | 3 | 3 | 3 | 0 | 0 | 1 | 18 | 6060 | 8530 | 21 | 33.6 | 7 | 15 | 0
AQB-U-0113 | U | Rooftop | C-RAN | 3 | 3 | 0 | 3 | 3 | 3 | 0 | 0 | 1 | 18 | 6060 | 8530 | 21 | 33.6 | 7 | 15 | 0
AQB-U-0114 | U | Rooftop | C-RAN | 3 | 3 | 0 | 3 | 3 | 3 | 0 | 0 | 1 | 18 | 6060 | 8530 | 21 | 33.6 | 7 | 15 | 0
AQB-U-0115 | U | Monopole / greenfield | C-RAN | 3 | 3 | 0 | 3 | 3 | 3 | 0 | 0 | 1 | 18 | 6060 | 8530 | 21 | 33.6 | 7 | 15 | 0
AQB-U-0116 | U | Monopole / greenfield | C-RAN | 3 | 3 | 0 | 3 | 3 | 3 | 0 | 0 | 1 | 18 | 6060 | 8530 | 21 | 33.6 | 7 | 15 | 0
AQB-U-0117 | U | Monopole / greenfield | C-RAN | 3 | 3 | 0 | 3 | 3 | 3 | 0 | 0 | 1 | 18 | 6060 | 8530 | 21 | 33.6 | 7 | 15 | 0
AQB-U-0118 | U | Rooftop | C-RAN | 3 | 3 | 0 | 3 | 3 | 3 | 0 | 0 | 1 | 18 | 6060 | 8530 | 21 | 33.6 | 7 | 15 | 0
AQB-U-0119 | U | Rooftop | C-RAN | 3 | 3 | 0 | 3 | 3 | 3 | 0 | 0 | 1 | 18 | 6060 | 8530 | 21 | 33.6 | 7 | 15 | 0
AQB-U-0120 | U | Rooftop | C-RAN | 3 | 3 | 0 | 3 | 3 | 3 | 0 | 0 | 1 | 18 | 6060 | 8530 | 21 | 33.6 | 7 | 15 | 0
AQB-U-0121 | U | Rooftop | C-RAN | 3 | 3 | 0 | 3 | 3 | 3 | 0 | 0 | 1 | 18 | 6060 | 8530 | 21 | 33.6 | 7 | 15 | 0
AQB-U-0122 | U | Monopole / greenfield | C-RAN | 3 | 3 | 0 | 3 | 3 | 3 | 0 | 0 | 1 | 18 | 6060 | 8530 | 21 | 33.6 | 7 | 15 | 0
AQB-U-0123 | U | Monopole / greenfield | C-RAN | 3 | 3 | 0 | 3 | 3 | 3 | 0 | 0 | 1 | 18 | 6060 | 8530 | 21 | 33.6 | 7 | 15 | 0
AQB-U-0124 | U | Monopole / greenfield | C-RAN | 3 | 3 | 0 | 3 | 3 | 3 | 0 | 0 | 1 | 18 | 6060 | 8530 | 21 | 33.6 | 7 | 15 | 0
AQB-U-0125 | U | Monopole / greenfield | C-RAN | 3 | 3 | 0 | 3 | 3 | 3 | 0 | 0 | 1 | 18 | 6060 | 8530 | 21 | 33.6 | 7 | 15 | 0
AQB-U-0126 | U | Monopole / greenfield | C-RAN | 3 | 3 | 0 | 3 | 3 | 3 | 0 | 0 | 1 | 18 | 6060 | 8530 | 21 | 33.6 | 7 | 15 | 0
AQB-U-0127 | U | Monopole / greenfield | C-RAN | 3 | 3 | 0 | 3 | 3 | 3 | 0 | 0 | 1 | 18 | 6060 | 8530 | 21 | 33.6 | 7 | 15 | 0
AQB-U-0128 | U | Monopole / greenfield | C-RAN | 3 | 3 | 0 | 3 | 3 | 3 | 0 | 0 | 1 | 18 | 6060 | 8530 | 21 | 33.6 | 7 | 15 | 0
AQB-U-0129 | U | Rooftop | C-RAN | 3 | 3 | 0 | 3 | 3 | 3 | 0 | 0 | 1 | 18 | 6060 | 8530 | 21 | 33.6 | 7 | 15 | 0
AQB-U-0130 | U | Monopole / greenfield | C-RAN | 3 | 3 | 0 | 3 | 3 | 3 | 0 | 0 | 1 | 18 | 6060 | 8530 | 21 | 33.6 | 7 | 15 | 0
AQB-U-0131 | U | Monopole / greenfield | C-RAN | 3 | 3 | 0 | 3 | 3 | 3 | 0 | 0 | 1 | 18 | 6060 | 8530 | 21 | 33.6 | 7 | 15 | 0
AQB-U-0132 | U | Monopole / greenfield | C-RAN | 3 | 3 | 0 | 3 | 3 | 3 | 0 | 0 | 1 | 18 | 6060 | 8530 | 21 | 33.6 | 7 | 15 | 0
AQB-U-0133 | U | Monopole / greenfield | C-RAN | 3 | 3 | 0 | 3 | 3 | 3 | 0 | 0 | 1 | 18 | 6060 | 8530 | 21 | 33.6 | 7 | 15 | 0
AQB-U-0134 | U | Monopole / greenfield | C-RAN | 3 | 3 | 0 | 3 | 3 | 3 | 0 | 0 | 1 | 18 | 6060 | 8530 | 21 | 33.6 | 7 | 15 | 0
AQB-U-0135 | U | Monopole / greenfield | C-RAN | 3 | 3 | 0 | 3 | 3 | 3 | 0 | 0 | 1 | 18 | 6060 | 8530 | 21 | 33.6 | 7 | 15 | 0
AQB-U-0136 | U | Monopole / greenfield | C-RAN | 3 | 3 | 0 | 3 | 3 | 3 | 0 | 0 | 1 | 18 | 6060 | 8530 | 21 | 33.6 | 7 | 15 | 0
AQB-U-0137 | U | Monopole / greenfield | C-RAN | 3 | 3 | 0 | 3 | 3 | 3 | 0 | 0 | 1 | 18 | 6060 | 8530 | 21 | 33.6 | 7 | 15 | 0
AQB-U-0138 | U | Rooftop | C-RAN | 3 | 3 | 0 | 3 | 3 | 3 | 0 | 0 | 1 | 18 | 6060 | 8530 | 21 | 33.6 | 7 | 15 | 0
AQB-U-0139 | U | Monopole / greenfield | C-RAN | 3 | 3 | 0 | 3 | 3 | 3 | 0 | 0 | 1 | 18 | 6060 | 8530 | 21 | 33.6 | 7 | 15 | 0
AQB-U-0140 | U | Monopole / greenfield | C-RAN | 3 | 3 | 0 | 3 | 3 | 3 | 0 | 0 | 1 | 18 | 6060 | 8530 | 21 | 33.6 | 7 | 15 | 0
AQB-U-0141 | U | Monopole / greenfield | C-RAN | 3 | 3 | 0 | 3 | 3 | 3 | 0 | 0 | 1 | 18 | 6060 | 8530 | 21 | 33.6 | 7 | 15 | 0
AQB-U-0142 | U | Monopole / greenfield | C-RAN | 3 | 3 | 0 | 3 | 3 | 3 | 0 | 0 | 1 | 18 | 6060 | 8530 | 21 | 33.6 | 7 | 15 | 0
AQB-U-0143 | U | Monopole / greenfield | C-RAN | 3 | 3 | 0 | 3 | 3 | 3 | 0 | 0 | 1 | 18 | 6060 | 8530 | 21 | 33.6 | 7 | 15 | 0
AQB-U-0144 | U | Monopole / greenfield | C-RAN | 3 | 3 | 0 | 3 | 3 | 3 | 0 | 0 | 1 | 18 | 6060 | 8530 | 21 | 33.6 | 7 | 15 | 0
AQB-U-0145 | U | Monopole / greenfield | C-RAN | 3 | 3 | 0 | 3 | 3 | 3 | 0 | 0 | 1 | 18 | 6060 | 8530 | 21 | 33.6 | 7 | 15 | 0
AQB-U-0146 | U | Monopole / greenfield | C-RAN | 3 | 3 | 0 | 3 | 3 | 3 | 0 | 0 | 1 | 18 | 6060 | 8530 | 21 | 33.6 | 7 | 15 | 0
AQB-U-0147 | U | Monopole / greenfield | C-RAN | 3 | 3 | 0 | 3 | 3 | 3 | 0 | 0 | 1 | 18 | 6060 | 8530 | 21 | 33.6 | 7 | 15 | 0
AQB-U-0148 | U | Monopole / greenfield | C-RAN | 3 | 3 | 0 | 3 | 3 | 3 | 0 | 0 | 1 | 18 | 6060 | 8530 | 21 | 33.6 | 7 | 15 | 0
AQB-U-0149 | U | Monopole / greenfield | C-RAN | 3 | 3 | 0 | 3 | 3 | 3 | 0 | 0 | 1 | 18 | 6060 | 8530 | 21 | 33.6 | 7 | 15 | 0
MA-U-0001 | U | Monopole / greenfield | C-RAN | 3 | 3 | 0 | 3 | 3 | 3 | 0 | 0 | 1 | 18 | 6060 | 8530 | 21 | 33.6 | 7 | 15 | 0
MA-U-0002 | U | Monopole / greenfield | C-RAN | 3 | 3 | 0 | 3 | 3 | 3 | 0 | 0 | 1 | 18 | 6060 | 8530 | 21 | 33.6 | 7 | 15 | 0
MA-U-0003 | U | Monopole / greenfield | C-RAN | 3 | 3 | 0 | 3 | 3 | 3 | 0 | 0 | 1 | 18 | 6060 | 8530 | 21 | 33.6 | 7 | 15 | 0
MA-U-0004 | U | Monopole / greenfield | C-RAN | 3 | 3 | 0 | 3 | 3 | 3 | 0 | 0 | 1 | 18 | 6060 | 8530 | 21 | 33.6 | 7 | 15 | 0
MA-U-0005 | U | Monopole / greenfield | C-RAN | 3 | 3 | 0 | 3 | 3 | 3 | 0 | 0 | 1 | 18 | 6060 | 8530 | 21 | 33.6 | 7 | 15 | 0
MA-U-0006 | U | Monopole / greenfield | C-RAN | 3 | 3 | 0 | 3 | 3 | 3 | 0 | 0 | 1 | 18 | 6060 | 8530 | 21 | 33.6 | 7 | 15 | 0
MA-U-0007 | U | Monopole / greenfield | C-RAN | 3 | 3 | 0 | 3 | 3 | 3 | 0 | 0 | 1 | 18 | 6060 | 8530 | 21 | 33.6 | 7 | 15 | 0
MA-U-0008 | U | Monopole / greenfield | C-RAN | 3 | 3 | 0 | 3 | 3 | 3 | 0 | 0 | 1 | 18 | 6060 | 8530 | 21 | 33.6 | 7 | 15 | 0
MA-U-0009 | U | Monopole / greenfield | C-RAN | 3 | 3 | 0 | 3 | 3 | 3 | 0 | 0 | 1 | 18 | 6060 | 8530 | 21 | 33.6 | 7 | 15 | 0
MA-U-0010 | U | Monopole / greenfield | C-RAN | 3 | 3 | 0 | 3 | 3 | 3 | 0 | 0 | 1 | 18 | 6060 | 8530 | 21 | 33.6 | 7 | 15 | 0
MA-U-0011 | U | Monopole / greenfield | C-RAN | 3 | 3 | 0 | 3 | 3 | 3 | 0 | 0 | 1 | 18 | 6060 | 8530 | 21 | 33.6 | 7 | 15 | 0
MA-U-0012 | U | Monopole / greenfield | C-RAN | 3 | 3 | 0 | 3 | 3 | 3 | 0 | 0 | 1 | 18 | 6060 | 8530 | 21 | 33.6 | 7 | 15 | 0
MA-U-0013 | U | Monopole / greenfield | C-RAN | 3 | 3 | 0 | 3 | 3 | 3 | 0 | 0 | 1 | 18 | 6060 | 8530 | 21 | 33.6 | 7 | 15 | 0
MA-U-0014 | U | Monopole / greenfield | C-RAN | 3 | 3 | 0 | 3 | 3 | 3 | 0 | 0 | 1 | 18 | 6060 | 8530 | 21 | 33.6 | 7 | 15 | 0
MA-U-0015 | U | Monopole / greenfield | C-RAN | 3 | 3 | 0 | 3 | 3 | 3 | 0 | 0 | 1 | 18 | 6060 | 8530 | 21 | 33.6 | 7 | 15 | 0
MA-U-0016 | U | Monopole / greenfield | C-RAN | 3 | 3 | 0 | 3 | 3 | 3 | 0 | 0 | 1 | 18 | 6060 | 8530 | 21 | 33.6 | 7 | 15 | 0
MA-U-0017 | U | Monopole / greenfield | C-RAN | 3 | 3 | 0 | 3 | 3 | 3 | 0 | 0 | 1 | 18 | 6060 | 8530 | 21 | 33.6 | 7 | 15 | 0
MA-U-0018 | U | Monopole / greenfield | C-RAN | 3 | 3 | 0 | 3 | 3 | 3 | 0 | 0 | 1 | 18 | 6060 | 8530 | 21 | 33.6 | 7 | 15 | 0
MA-U-0019 | U | Monopole / greenfield | C-RAN | 3 | 3 | 0 | 3 | 3 | 3 | 0 | 0 | 1 | 18 | 6060 | 8530 | 21 | 33.6 | 7 | 15 | 0
MA-U-0020 | U | Monopole / greenfield | C-RAN | 3 | 3 | 0 | 3 | 3 | 3 | 0 | 0 | 1 | 18 | 6060 | 8530 | 21 | 33.6 | 7 | 15 | 0
MA-U-0021 | U | Monopole / greenfield | C-RAN | 3 | 3 | 0 | 3 | 3 | 3 | 0 | 0 | 1 | 18 | 6060 | 8530 | 21 | 33.6 | 7 | 15 | 0
MA-U-0022 | U | Rooftop | C-RAN | 3 | 3 | 0 | 3 | 3 | 3 | 0 | 0 | 1 | 18 | 6060 | 8530 | 21 | 33.6 | 7 | 15 | 0
MA-U-0023 | U | Rooftop | C-RAN | 3 | 3 | 0 | 3 | 3 | 3 | 0 | 0 | 1 | 18 | 6060 | 8530 | 21 | 33.6 | 7 | 15 | 0
MA-U-0024 | U | Rooftop | C-RAN | 3 | 3 | 0 | 3 | 3 | 3 | 0 | 0 | 1 | 18 | 6060 | 8530 | 21 | 33.6 | 7 | 15 | 0
MA-U-0025 | U | Monopole / greenfield | C-RAN | 3 | 3 | 0 | 3 | 3 | 3 | 0 | 0 | 1 | 18 | 6060 | 8530 | 21 | 33.6 | 7 | 15 | 0
MA-U-0026 | U | Monopole / greenfield | C-RAN | 3 | 3 | 0 | 3 | 3 | 3 | 0 | 0 | 1 | 18 | 6060 | 8530 | 21 | 33.6 | 7 | 15 | 0
MA-U-0027 | U | Monopole / greenfield | C-RAN | 3 | 3 | 0 | 3 | 3 | 3 | 0 | 0 | 1 | 18 | 6060 | 8530 | 21 | 33.6 | 7 | 15 | 0
MA-U-0028 | U | Monopole / greenfield | C-RAN | 3 | 3 | 0 | 3 | 3 | 3 | 0 | 0 | 1 | 18 | 6060 | 8530 | 21 | 33.6 | 7 | 15 | 0
MA-U-0029 | U | Monopole / greenfield | C-RAN | 3 | 3 | 0 | 3 | 3 | 3 | 0 | 0 | 1 | 18 | 6060 | 8530 | 21 | 33.6 | 7 | 15 | 0
MA-U-0030 | U | Monopole / greenfield | C-RAN | 3 | 3 | 0 | 3 | 3 | 3 | 0 | 0 | 1 | 18 | 6060 | 8530 | 21 | 33.6 | 7 | 15 | 0
MA-U-0031 | U | Monopole / greenfield | C-RAN | 3 | 3 | 0 | 3 | 3 | 3 | 0 | 0 | 1 | 18 | 6060 | 8530 | 21 | 33.6 | 7 | 15 | 0
MA-U-0032 | U | Rooftop | C-RAN | 3 | 3 | 0 | 3 | 3 | 3 | 0 | 0 | 1 | 18 | 6060 | 8530 | 21 | 33.6 | 7 | 15 | 0
MA-U-0033 | U | Rooftop | C-RAN | 3 | 3 | 0 | 3 | 3 | 3 | 0 | 0 | 1 | 18 | 6060 | 8530 | 21 | 33.6 | 7 | 15 | 0
MA-U-0034 | U | Rooftop | C-RAN | 3 | 3 | 0 | 3 | 3 | 3 | 0 | 0 | 1 | 18 | 6060 | 8530 | 21 | 33.6 | 7 | 15 | 0
MA-U-0035 | U | Rooftop | C-RAN | 3 | 3 | 0 | 3 | 3 | 3 | 0 | 0 | 1 | 18 | 6060 | 8530 | 21 | 33.6 | 7 | 15 | 0
MA-U-0036 | U | Rooftop | C-RAN | 3 | 3 | 0 | 3 | 3 | 3 | 0 | 0 | 1 | 18 | 6060 | 8530 | 21 | 33.6 | 7 | 15 | 0
MA-U-0037 | U | Monopole / greenfield | C-RAN | 3 | 3 | 0 | 3 | 3 | 3 | 0 | 0 | 1 | 18 | 6060 | 8530 | 21 | 33.6 | 7 | 15 | 0
MA-U-0038 | U | Monopole / greenfield | C-RAN | 3 | 3 | 0 | 3 | 3 | 3 | 0 | 0 | 1 | 18 | 6060 | 8530 | 21 | 33.6 | 7 | 15 | 0
MA-U-0039 | U | Monopole / greenfield | C-RAN | 3 | 3 | 0 | 3 | 3 | 3 | 0 | 0 | 1 | 18 | 6060 | 8530 | 21 | 33.6 | 7 | 15 | 0
MA-U-0040 | U | Monopole / greenfield | C-RAN | 3 | 3 | 0 | 3 | 3 | 3 | 0 | 0 | 1 | 18 | 6060 | 8530 | 21 | 33.6 | 7 | 15 | 0
MA-U-0041 | U | Rooftop | C-RAN | 3 | 3 | 0 | 3 | 3 | 3 | 0 | 0 | 1 | 18 | 6060 | 8530 | 21 | 33.6 | 7 | 15 | 0
MA-U-0042 | U | Rooftop | C-RAN | 3 | 3 | 0 | 3 | 3 | 3 | 0 | 0 | 1 | 18 | 6060 | 8530 | 21 | 33.6 | 7 | 15 | 0
MA-U-0043 | U | Rooftop | C-RAN | 3 | 3 | 0 | 3 | 3 | 3 | 0 | 0 | 1 | 18 | 6060 | 8530 | 21 | 33.6 | 7 | 15 | 0
MA-U-0044 | U | Rooftop | C-RAN | 3 | 3 | 0 | 3 | 3 | 3 | 0 | 0 | 1 | 18 | 6060 | 8530 | 21 | 33.6 | 7 | 15 | 0
MA-U-0045 | U | Monopole / greenfield | C-RAN | 3 | 3 | 0 | 3 | 3 | 3 | 0 | 0 | 1 | 18 | 6060 | 8530 | 21 | 33.6 | 7 | 15 | 0
MA-U-0046 | U | Monopole / greenfield | C-RAN | 3 | 3 | 0 | 3 | 3 | 3 | 0 | 0 | 1 | 18 | 6060 | 8530 | 21 | 33.6 | 7 | 15 | 0
MA-U-0047 | U | Monopole / greenfield | C-RAN | 3 | 3 | 0 | 3 | 3 | 3 | 0 | 0 | 1 | 18 | 6060 | 8530 | 21 | 33.6 | 7 | 15 | 0
MA-U-0048 | U | Monopole / greenfield | C-RAN | 3 | 3 | 0 | 3 | 3 | 3 | 0 | 0 | 1 | 18 | 6060 | 8530 | 21 | 33.6 | 7 | 15 | 0
MA-U-0049 | U | Monopole / greenfield | C-RAN | 3 | 3 | 0 | 3 | 3 | 3 | 0 | 0 | 1 | 18 | 6060 | 8530 | 21 | 33.6 | 7 | 15 | 0
MA-U-0050 | U | Rooftop | C-RAN | 3 | 3 | 0 | 3 | 3 | 3 | 0 | 0 | 1 | 18 | 6060 | 8530 | 21 | 33.6 | 7 | 15 | 0
MA-U-0051 | U | Rooftop | C-RAN | 3 | 3 | 0 | 3 | 3 | 3 | 0 | 0 | 1 | 18 | 6060 | 8530 | 21 | 33.6 | 7 | 15 | 0
MA-U-0052 | U | Rooftop | C-RAN | 3 | 3 | 0 | 3 | 3 | 3 | 0 | 0 | 1 | 18 | 6060 | 8530 | 21 | 33.6 | 7 | 15 | 0
MA-U-0053 | U | Rooftop | C-RAN | 3 | 3 | 0 | 3 | 3 | 3 | 0 | 0 | 1 | 18 | 6060 | 8530 | 21 | 33.6 | 7 | 15 | 0
MA-U-0054 | U | Monopole / greenfield | C-RAN | 3 | 3 | 0 | 3 | 3 | 3 | 0 | 0 | 1 | 18 | 6060 | 8530 | 21 | 33.6 | 7 | 15 | 0
MA-U-0055 | U | Monopole / greenfield | C-RAN | 3 | 3 | 0 | 3 | 3 | 3 | 0 | 0 | 1 | 18 | 6060 | 8530 | 21 | 33.6 | 7 | 15 | 0
MA-U-0056 | U | Monopole / greenfield | C-RAN | 3 | 3 | 0 | 3 | 3 | 3 | 0 | 0 | 1 | 18 | 6060 | 8530 | 21 | 33.6 | 7 | 15 | 0
MA-U-0057 | U | Monopole / greenfield | C-RAN | 3 | 3 | 0 | 3 | 3 | 3 | 0 | 0 | 1 | 18 | 6060 | 8530 | 21 | 33.6 | 7 | 15 | 0
MA-U-0058 | U | Monopole / greenfield | C-RAN | 3 | 3 | 0 | 3 | 3 | 3 | 0 | 0 | 1 | 18 | 6060 | 8530 | 21 | 33.6 | 7 | 15 | 0
MA-U-0059 | U | Rooftop | C-RAN | 3 | 3 | 0 | 3 | 3 | 3 | 0 | 0 | 1 | 18 | 6060 | 8530 | 21 | 33.6 | 7 | 15 | 0
MA-U-0060 | U | Rooftop | C-RAN | 3 | 3 | 0 | 3 | 3 | 3 | 0 | 0 | 1 | 18 | 6060 | 8530 | 21 | 33.6 | 7 | 15 | 0
MA-U-0061 | U | Rooftop | C-RAN | 3 | 3 | 0 | 3 | 3 | 3 | 0 | 0 | 1 | 18 | 6060 | 8530 | 21 | 33.6 | 7 | 15 | 0
MA-U-0062 | U | Rooftop | C-RAN | 3 | 3 | 0 | 3 | 3 | 3 | 0 | 0 | 1 | 18 | 6060 | 8530 | 21 | 33.6 | 7 | 15 | 0
MA-U-0063 | U | Rooftop | C-RAN | 3 | 3 | 0 | 3 | 3 | 3 | 0 | 0 | 1 | 18 | 6060 | 8530 | 21 | 33.6 | 7 | 15 | 0
MA-U-0064 | U | Monopole / greenfield | C-RAN | 3 | 3 | 0 | 3 | 3 | 3 | 0 | 0 | 1 | 18 | 6060 | 8530 | 21 | 33.6 | 7 | 15 | 0
MA-U-0065 | U | Monopole / greenfield | C-RAN | 3 | 3 | 0 | 3 | 3 | 3 | 0 | 0 | 1 | 18 | 6060 | 8530 | 21 | 33.6 | 7 | 15 | 0
MA-U-0066 | U | Monopole / greenfield | C-RAN | 3 | 3 | 0 | 3 | 3 | 3 | 0 | 0 | 1 | 18 | 6060 | 8530 | 21 | 33.6 | 7 | 15 | 0
MA-U-0067 | U | Monopole / greenfield | C-RAN | 3 | 3 | 0 | 3 | 3 | 3 | 0 | 0 | 1 | 18 | 6060 | 8530 | 21 | 33.6 | 7 | 15 | 0
MA-U-0068 | U | Rooftop | C-RAN | 3 | 3 | 0 | 3 | 3 | 3 | 0 | 0 | 1 | 18 | 6060 | 8530 | 21 | 33.6 | 7 | 15 | 0
MA-U-0069 | U | Rooftop | C-RAN | 3 | 3 | 0 | 3 | 3 | 3 | 0 | 0 | 1 | 18 | 6060 | 8530 | 21 | 33.6 | 7 | 15 | 0
MA-U-0070 | U | Rooftop | C-RAN | 3 | 3 | 0 | 3 | 3 | 3 | 0 | 0 | 1 | 18 | 6060 | 8530 | 21 | 33.6 | 7 | 15 | 0
MA-U-0071 | U | Monopole / greenfield | C-RAN | 3 | 3 | 0 | 3 | 3 | 3 | 0 | 0 | 1 | 18 | 6060 | 8530 | 21 | 33.6 | 7 | 15 | 0
MA-U-0072 | U | Monopole / greenfield | C-RAN | 3 | 3 | 0 | 3 | 3 | 3 | 0 | 0 | 1 | 18 | 6060 | 8530 | 21 | 33.6 | 7 | 15 | 0
MA-U-0073 | U | Monopole / greenfield | C-RAN | 3 | 3 | 0 | 3 | 3 | 3 | 0 | 0 | 1 | 18 | 6060 | 8530 | 21 | 33.6 | 7 | 15 | 0
MA-U-0074 | U | Monopole / greenfield | C-RAN | 3 | 3 | 0 | 3 | 3 | 3 | 0 | 0 | 1 | 18 | 6060 | 8530 | 21 | 33.6 | 7 | 15 | 0
MA-U-0075 | U | Monopole / greenfield | C-RAN | 3 | 3 | 0 | 3 | 3 | 3 | 0 | 0 | 1 | 18 | 6060 | 8530 | 21 | 33.6 | 7 | 15 | 0
MA-U-0076 | U | Monopole / greenfield | C-RAN | 3 | 3 | 0 | 3 | 3 | 3 | 0 | 0 | 1 | 18 | 6060 | 8530 | 21 | 33.6 | 7 | 15 | 0
MA-U-0077 | U | Rooftop | C-RAN | 3 | 3 | 0 | 3 | 3 | 3 | 0 | 0 | 1 | 18 | 6060 | 8530 | 21 | 33.6 | 7 | 15 | 0
MA-U-0078 | U | Rooftop | C-RAN | 3 | 3 | 0 | 3 | 3 | 3 | 0 | 0 | 1 | 18 | 6060 | 8530 | 21 | 33.6 | 7 | 15 | 0
MA-U-0079 | U | Monopole / greenfield | C-RAN | 3 | 3 | 0 | 3 | 3 | 3 | 0 | 0 | 1 | 18 | 6060 | 8530 | 21 | 33.6 | 7 | 15 | 0
MA-U-0080 | U | Monopole / greenfield | C-RAN | 3 | 3 | 0 | 3 | 3 | 3 | 0 | 0 | 1 | 18 | 6060 | 8530 | 21 | 33.6 | 7 | 15 | 0
MA-U-0081 | U | Monopole / greenfield | C-RAN | 3 | 3 | 0 | 3 | 3 | 3 | 0 | 0 | 1 | 18 | 6060 | 8530 | 21 | 33.6 | 7 | 15 | 0
MA-U-0082 | U | Monopole / greenfield | C-RAN | 3 | 3 | 0 | 3 | 3 | 3 | 0 | 0 | 1 | 18 | 6060 | 8530 | 21 | 33.6 | 7 | 15 | 0
MA-U-0083 | U | Monopole / greenfield | C-RAN | 3 | 3 | 0 | 3 | 3 | 3 | 0 | 0 | 1 | 18 | 6060 | 8530 | 21 | 33.6 | 7 | 15 | 0
MA-U-0084 | U | Monopole / greenfield | C-RAN | 3 | 3 | 0 | 3 | 3 | 3 | 0 | 0 | 1 | 18 | 6060 | 8530 | 21 | 33.6 | 7 | 15 | 0
MA-U-0085 | U | Monopole / greenfield | C-RAN | 3 | 3 | 0 | 3 | 3 | 3 | 0 | 0 | 1 | 18 | 6060 | 8530 | 21 | 33.6 | 7 | 15 | 0
MA-U-0086 | U | Monopole / greenfield | C-RAN | 3 | 3 | 0 | 3 | 3 | 3 | 0 | 0 | 1 | 18 | 6060 | 8530 | 21 | 33.6 | 7 | 15 | 0
WAD-U-0001 | U | Monopole / greenfield | C-RAN | 3 | 3 | 0 | 3 | 3 | 3 | 0 | 0 | 1 | 18 | 6060 | 8530 | 21 | 33.6 | 7 | 15 | 0
WAD-U-0002 | U | Monopole / greenfield | C-RAN | 3 | 3 | 0 | 3 | 3 | 3 | 0 | 0 | 1 | 18 | 6060 | 8530 | 21 | 33.6 | 7 | 15 | 0
WAD-U-0003 | U | Monopole / greenfield | C-RAN | 3 | 3 | 0 | 3 | 3 | 3 | 0 | 0 | 1 | 18 | 6060 | 8530 | 21 | 33.6 | 7 | 15 | 0
WAD-U-0004 | U | Monopole / greenfield | C-RAN | 3 | 3 | 0 | 3 | 3 | 3 | 0 | 0 | 1 | 18 | 6060 | 8530 | 21 | 33.6 | 7 | 15 | 0
WAD-U-0005 | U | Monopole / greenfield | C-RAN | 3 | 3 | 0 | 3 | 3 | 3 | 0 | 0 | 1 | 18 | 6060 | 8530 | 21 | 33.6 | 7 | 15 | 0
WAD-U-0006 | U | Rooftop | C-RAN | 3 | 3 | 0 | 3 | 3 | 3 | 0 | 0 | 1 | 18 | 6060 | 8530 | 21 | 33.6 | 7 | 15 | 0
WAD-U-0007 | U | Rooftop | C-RAN | 3 | 3 | 0 | 3 | 3 | 3 | 0 | 0 | 1 | 18 | 6060 | 8530 | 21 | 33.6 | 7 | 15 | 0
WAD-U-0008 | U | Rooftop | C-RAN | 3 | 3 | 0 | 3 | 3 | 3 | 0 | 0 | 1 | 18 | 6060 | 8530 | 21 | 33.6 | 7 | 15 | 0
WAD-U-0009 | U | Monopole / greenfield | D-RAN | 3 | 3 | 0 | 3 | 3 | 3 | 1 | 1 | 0 | 18 | 6470 | 9100 | 21 | 38.4 | 8 | 15 | 0
WAD-U-0010 | U | Monopole / greenfield | D-RAN | 3 | 3 | 0 | 3 | 3 | 3 | 1 | 1 | 0 | 18 | 6470 | 9100 | 21 | 38.4 | 8 | 15 | 0
WAD-U-0011 | U | Monopole / greenfield | C-RAN | 3 | 3 | 0 | 3 | 3 | 3 | 0 | 0 | 1 | 18 | 6060 | 8530 | 21 | 33.6 | 7 | 15 | 0
WAD-U-0012 | U | Rooftop | C-RAN | 3 | 3 | 0 | 3 | 3 | 3 | 0 | 0 | 1 | 18 | 6060 | 8530 | 21 | 33.6 | 7 | 15 | 0
WAD-U-0013 | U | Rooftop | C-RAN | 3 | 3 | 0 | 3 | 3 | 3 | 0 | 0 | 1 | 18 | 6060 | 8530 | 21 | 33.6 | 7 | 15 | 0
WAD-U-0014 | U | Rooftop | C-RAN | 3 | 3 | 0 | 3 | 3 | 3 | 0 | 0 | 1 | 18 | 6060 | 8530 | 21 | 33.6 | 7 | 15 | 0
WAD-U-0015 | U | Rooftop | D-RAN | 3 | 3 | 0 | 3 | 3 | 3 | 1 | 1 | 0 | 18 | 6470 | 9100 | 21 | 38.4 | 8 | 15 | 0
WAD-U-0016 | U | Monopole / greenfield | D-RAN | 3 | 3 | 0 | 3 | 3 | 3 | 1 | 1 | 0 | 18 | 6470 | 9100 | 21 | 38.4 | 8 | 15 | 0
WAD-U-0017 | U | Monopole / greenfield | C-RAN | 3 | 3 | 0 | 3 | 3 | 3 | 0 | 0 | 1 | 18 | 6060 | 8530 | 21 | 33.6 | 7 | 15 | 0
WAD-U-0018 | U | Rooftop | C-RAN | 3 | 3 | 0 | 3 | 3 | 3 | 0 | 0 | 1 | 18 | 6060 | 8530 | 21 | 33.6 | 7 | 15 | 0
WAD-U-0019 | U | Rooftop | C-RAN | 3 | 3 | 0 | 3 | 3 | 3 | 0 | 0 | 1 | 18 | 6060 | 8530 | 21 | 33.6 | 7 | 15 | 0
WAD-U-0020 | U | Rooftop | C-RAN | 3 | 3 | 0 | 3 | 3 | 3 | 0 | 0 | 1 | 18 | 6060 | 8530 | 21 | 33.6 | 7 | 15 | 0
WAD-U-0021 | U | Rooftop | D-RAN | 3 | 3 | 0 | 3 | 3 | 3 | 1 | 1 | 0 | 18 | 6470 | 9100 | 21 | 38.4 | 8 | 15 | 0
WAD-U-0022 | U | Monopole / greenfield | D-RAN | 3 | 3 | 0 | 3 | 3 | 3 | 1 | 1 | 0 | 18 | 6470 | 9100 | 21 | 38.4 | 8 | 15 | 0
WAD-U-0023 | U | Monopole / greenfield | D-RAN | 3 | 3 | 0 | 3 | 3 | 3 | 1 | 1 | 0 | 18 | 6470 | 9100 | 21 | 38.4 | 8 | 15 | 0
WAD-U-0024 | U | Rooftop | C-RAN | 3 | 3 | 0 | 3 | 3 | 3 | 0 | 0 | 1 | 18 | 6060 | 8530 | 21 | 33.6 | 7 | 15 | 0
WAD-U-0025 | U | Rooftop | C-RAN | 3 | 3 | 0 | 3 | 3 | 3 | 0 | 0 | 1 | 18 | 6060 | 8530 | 21 | 33.6 | 7 | 15 | 0
WAD-U-0026 | U | Rooftop | C-RAN | 3 | 3 | 0 | 3 | 3 | 3 | 0 | 0 | 1 | 18 | 6060 | 8530 | 21 | 33.6 | 7 | 15 | 0
WAD-U-0027 | U | Rooftop | D-RAN | 3 | 3 | 0 | 3 | 3 | 3 | 1 | 1 | 0 | 18 | 6470 | 9100 | 21 | 38.4 | 8 | 15 | 0
WAD-U-0028 | U | Monopole / greenfield | D-RAN | 3 | 3 | 0 | 3 | 3 | 3 | 1 | 1 | 0 | 18 | 6470 | 9100 | 21 | 38.4 | 8 | 15 | 0
WAD-U-0029 | U | Monopole / greenfield | D-RAN | 3 | 3 | 0 | 3 | 3 | 3 | 1 | 1 | 0 | 18 | 6470 | 9100 | 21 | 38.4 | 8 | 15 | 0
WAD-U-0030 | U | Rooftop | C-RAN | 3 | 3 | 0 | 3 | 3 | 3 | 0 | 0 | 1 | 18 | 6060 | 8530 | 21 | 33.6 | 7 | 15 | 0
WAD-U-0031 | U | Rooftop | C-RAN | 3 | 3 | 0 | 3 | 3 | 3 | 0 | 0 | 1 | 18 | 6060 | 8530 | 21 | 33.6 | 7 | 15 | 0
WAD-U-0032 | U | Rooftop | D-RAN | 3 | 3 | 0 | 3 | 3 | 3 | 1 | 1 | 0 | 18 | 6470 | 9100 | 21 | 38.4 | 8 | 15 | 0
WAD-U-0033 | U | Rooftop | D-RAN | 3 | 3 | 0 | 3 | 3 | 3 | 1 | 1 | 0 | 18 | 6470 | 9100 | 21 | 38.4 | 8 | 15 | 0
WAD-U-0034 | U | Monopole / greenfield | D-RAN | 3 | 3 | 0 | 3 | 3 | 3 | 1 | 1 | 0 | 18 | 6470 | 9100 | 21 | 38.4 | 8 | 15 | 0
WAD-U-0035 | U | Monopole / greenfield | C-RAN | 3 | 3 | 0 | 3 | 3 | 3 | 0 | 0 | 1 | 18 | 6060 | 8530 | 21 | 33.6 | 7 | 15 | 0
WAD-U-0036 | U | Monopole / greenfield | D-RAN | 3 | 3 | 0 | 3 | 3 | 3 | 1 | 1 | 0 | 18 | 6470 | 9100 | 21 | 38.4 | 8 | 15 | 0
WAD-U-0037 | U | Monopole / greenfield | D-RAN | 3 | 3 | 0 | 3 | 3 | 3 | 1 | 1 | 0 | 18 | 6470 | 9100 | 21 | 38.4 | 8 | 15 | 0
WAD-U-0038 | U | Monopole / greenfield | D-RAN | 3 | 3 | 0 | 3 | 3 | 3 | 1 | 1 | 0 | 18 | 6470 | 9100 | 21 | 38.4 | 8 | 15 | 0
TAF-U-0001 | U | Monopole / greenfield | C-RAN | 3 | 3 | 0 | 3 | 3 | 3 | 0 | 0 | 1 | 18 | 6060 | 8530 | 21 | 33.6 | 7 | 15 | 0
TAF-U-0002 | U | Monopole / greenfield | C-RAN | 3 | 3 | 0 | 3 | 3 | 3 | 0 | 0 | 1 | 18 | 6060 | 8530 | 21 | 33.6 | 7 | 15 | 0
TAF-U-0003 | U | Rooftop | C-RAN | 3 | 3 | 0 | 3 | 3 | 3 | 0 | 0 | 1 | 18 | 6060 | 8530 | 21 | 33.6 | 7 | 15 | 0
TAF-U-0004 | U | Rooftop | C-RAN | 3 | 3 | 0 | 3 | 3 | 3 | 0 | 0 | 1 | 18 | 6060 | 8530 | 21 | 33.6 | 7 | 15 | 0
TAF-U-0005 | U | Rooftop | C-RAN | 3 | 3 | 0 | 3 | 3 | 3 | 0 | 0 | 1 | 18 | 6060 | 8530 | 21 | 33.6 | 7 | 15 | 0
TAF-U-0006 | U | Monopole / greenfield | C-RAN | 3 | 3 | 0 | 3 | 3 | 3 | 0 | 0 | 1 | 18 | 6060 | 8530 | 21 | 33.6 | 7 | 15 | 0
TAF-U-0007 | U | Monopole / greenfield | C-RAN | 3 | 3 | 0 | 3 | 3 | 3 | 0 | 0 | 1 | 18 | 6060 | 8530 | 21 | 33.6 | 7 | 15 | 0
TAF-U-0008 | U | Rooftop | C-RAN | 3 | 3 | 0 | 3 | 3 | 3 | 0 | 0 | 1 | 18 | 6060 | 8530 | 21 | 33.6 | 7 | 15 | 0
TAF-U-0009 | U | Rooftop | C-RAN | 3 | 3 | 0 | 3 | 3 | 3 | 0 | 0 | 1 | 18 | 6060 | 8530 | 21 | 33.6 | 7 | 15 | 0
TAF-U-0010 | U | Rooftop | C-RAN | 3 | 3 | 0 | 3 | 3 | 3 | 0 | 0 | 1 | 18 | 6060 | 8530 | 21 | 33.6 | 7 | 15 | 0
TAF-U-0011 | U | Rooftop | C-RAN | 3 | 3 | 0 | 3 | 3 | 3 | 0 | 0 | 1 | 18 | 6060 | 8530 | 21 | 33.6 | 7 | 15 | 0
TAF-U-0012 | U | Monopole / greenfield | C-RAN | 3 | 3 | 0 | 3 | 3 | 3 | 0 | 0 | 1 | 18 | 6060 | 8530 | 21 | 33.6 | 7 | 15 | 0
TAF-U-0013 | U | Monopole / greenfield | C-RAN | 3 | 3 | 0 | 3 | 3 | 3 | 0 | 0 | 1 | 18 | 6060 | 8530 | 21 | 33.6 | 7 | 15 | 0
TAF-U-0014 | U | Monopole / greenfield | C-RAN | 3 | 3 | 0 | 3 | 3 | 3 | 0 | 0 | 1 | 18 | 6060 | 8530 | 21 | 33.6 | 7 | 15 | 0
TAF-U-0015 | U | Rooftop | C-RAN | 3 | 3 | 0 | 3 | 3 | 3 | 0 | 0 | 1 | 18 | 6060 | 8530 | 21 | 33.6 | 7 | 15 | 0
TAF-U-0016 | U | Rooftop | C-RAN | 3 | 3 | 0 | 3 | 3 | 3 | 0 | 0 | 1 | 18 | 6060 | 8530 | 21 | 33.6 | 7 | 15 | 0
TAF-U-0017 | U | Rooftop | C-RAN | 3 | 3 | 0 | 3 | 3 | 3 | 0 | 0 | 1 | 18 | 6060 | 8530 | 21 | 33.6 | 7 | 15 | 0
TAF-U-0018 | U | Rooftop | C-RAN | 3 | 3 | 0 | 3 | 3 | 3 | 0 | 0 | 1 | 18 | 6060 | 8530 | 21 | 33.6 | 7 | 15 | 0
TAF-U-0019 | U | Rooftop | C-RAN | 3 | 3 | 0 | 3 | 3 | 3 | 0 | 0 | 1 | 18 | 6060 | 8530 | 21 | 33.6 | 7 | 15 | 0
TAF-U-0020 | U | Monopole / greenfield | C-RAN | 3 | 3 | 0 | 3 | 3 | 3 | 0 | 0 | 1 | 18 | 6060 | 8530 | 21 | 33.6 | 7 | 15 | 0
TAF-U-0021 | U | Rooftop | C-RAN | 3 | 3 | 0 | 3 | 3 | 3 | 0 | 0 | 1 | 18 | 6060 | 8530 | 21 | 33.6 | 7 | 15 | 0
TAF-U-0022 | U | Rooftop | C-RAN | 3 | 3 | 0 | 3 | 3 | 3 | 0 | 0 | 1 | 18 | 6060 | 8530 | 21 | 33.6 | 7 | 15 | 0
TAF-U-0023 | U | Rooftop | C-RAN | 3 | 3 | 0 | 3 | 3 | 3 | 0 | 0 | 1 | 18 | 6060 | 8530 | 21 | 33.6 | 7 | 15 | 0
TAF-U-0024 | U | Rooftop | D-RAN | 3 | 3 | 0 | 3 | 3 | 3 | 1 | 1 | 0 | 18 | 6470 | 9100 | 21 | 38.4 | 8 | 15 | 0
TAF-U-0025 | U | Monopole / greenfield | C-RAN | 3 | 3 | 0 | 3 | 3 | 3 | 0 | 0 | 1 | 18 | 6060 | 8530 | 21 | 33.6 | 7 | 15 | 0
TAF-U-0026 | U | Monopole / greenfield | C-RAN | 3 | 3 | 0 | 3 | 3 | 3 | 0 | 0 | 1 | 18 | 6060 | 8530 | 21 | 33.6 | 7 | 15 | 0
TAF-U-0027 | U | Rooftop | C-RAN | 3 | 3 | 0 | 3 | 3 | 3 | 0 | 0 | 1 | 18 | 6060 | 8530 | 21 | 33.6 | 7 | 15 | 0
TAF-U-0028 | U | Rooftop | D-RAN | 3 | 3 | 0 | 3 | 3 | 3 | 1 | 1 | 0 | 18 | 6470 | 9100 | 21 | 38.4 | 8 | 15 | 0
TAF-U-0029 | U | Rooftop | D-RAN | 3 | 3 | 0 | 3 | 3 | 3 | 1 | 1 | 0 | 18 | 6470 | 9100 | 21 | 38.4 | 8 | 15 | 0
TAF-U-0030 | U | Monopole / greenfield | D-RAN | 3 | 3 | 0 | 3 | 3 | 3 | 1 | 1 | 0 | 18 | 6470 | 9100 | 21 | 38.4 | 8 | 15 | 0
TAF-U-0031 | U | Monopole / greenfield | C-RAN | 3 | 3 | 0 | 3 | 3 | 3 | 0 | 0 | 1 | 18 | 6060 | 8530 | 21 | 33.6 | 7 | 15 | 0
TAF-U-0032 | U | Monopole / greenfield | C-RAN | 3 | 3 | 0 | 3 | 3 | 3 | 0 | 0 | 1 | 18 | 6060 | 8530 | 21 | 33.6 | 7 | 15 | 0
TAF-U-0033 | U | Monopole / greenfield | D-RAN | 3 | 3 | 0 | 3 | 3 | 3 | 1 | 1 | 0 | 18 | 6470 | 9100 | 21 | 38.4 | 8 | 15 | 0
TAF-U-0034 | U | Monopole / greenfield | D-RAN | 3 | 3 | 0 | 3 | 3 | 3 | 1 | 1 | 0 | 18 | 6470 | 9100 | 21 | 38.4 | 8 | 15 | 0
TAF-U-0035 | U | Monopole / greenfield | D-RAN | 3 | 3 | 0 | 3 | 3 | 3 | 1 | 1 | 0 | 18 | 6470 | 9100 | 21 | 38.4 | 8 | 15 | 0
TAF-U-0036 | U | Monopole / greenfield | D-RAN | 3 | 3 | 0 | 3 | 3 | 3 | 1 | 1 | 0 | 18 | 6470 | 9100 | 21 | 38.4 | 8 | 15 | 0
TAF-U-0037 | U | Monopole / greenfield | D-RAN | 3 | 3 | 0 | 3 | 3 | 3 | 1 | 1 | 0 | 18 | 6470 | 9100 | 21 | 38.4 | 8 | 15 | 0
TAF-U-0038 | U | Monopole / greenfield | D-RAN | 3 | 3 | 0 | 3 | 3 | 3 | 1 | 1 | 0 | 18 | 6470 | 9100 | 21 | 38.4 | 8 | 15 | 0
TAF-U-0039 | U | Monopole / greenfield | D-RAN | 3 | 3 | 0 | 3 | 3 | 3 | 1 | 1 | 0 | 18 | 6470 | 9100 | 21 | 38.4 | 8 | 15 | 0
TAF-U-0040 | U | Monopole / greenfield | D-RAN | 3 | 3 | 0 | 3 | 3 | 3 | 1 | 1 | 0 | 18 | 6470 | 9100 | 21 | 38.4 | 8 | 15 | 0
TAF-U-0041 | U | Monopole / greenfield | D-RAN | 3 | 3 | 0 | 3 | 3 | 3 | 1 | 1 | 0 | 18 | 6470 | 9100 | 21 | 38.4 | 8 | 15 | 0
TAF-U-0042 | U | Monopole / greenfield | D-RAN | 3 | 3 | 0 | 3 | 3 | 3 | 1 | 1 | 0 | 18 | 6470 | 9100 | 21 | 38.4 | 8 | 15 | 0
TAF-U-0043 | U | Monopole / greenfield | D-RAN | 3 | 3 | 0 | 3 | 3 | 3 | 1 | 1 | 0 | 18 | 6470 | 9100 | 21 | 38.4 | 8 | 15 | 0
KAR-U-0001 | U | Monopole / greenfield | C-RAN | 3 | 3 | 0 | 3 | 3 | 3 | 0 | 0 | 1 | 18 | 6060 | 8530 | 21 | 33.6 | 7 | 15 | 0
KAR-U-0002 | U | Monopole / greenfield | C-RAN | 3 | 3 | 0 | 3 | 3 | 3 | 0 | 0 | 1 | 18 | 6060 | 8530 | 21 | 33.6 | 7 | 15 | 0
KAR-U-0003 | U | Monopole / greenfield | C-RAN | 3 | 3 | 0 | 3 | 3 | 3 | 0 | 0 | 1 | 18 | 6060 | 8530 | 21 | 33.6 | 7 | 15 | 0
KAR-U-0004 | U | Monopole / greenfield | C-RAN | 3 | 3 | 0 | 3 | 3 | 3 | 0 | 0 | 1 | 18 | 6060 | 8530 | 21 | 33.6 | 7 | 15 | 0
KAR-U-0005 | U | Monopole / greenfield | C-RAN | 3 | 3 | 0 | 3 | 3 | 3 | 0 | 0 | 1 | 18 | 6060 | 8530 | 21 | 33.6 | 7 | 15 | 0
KAR-U-0006 | U | Monopole / greenfield | C-RAN | 3 | 3 | 0 | 3 | 3 | 3 | 0 | 0 | 1 | 18 | 6060 | 8530 | 21 | 33.6 | 7 | 15 | 0
KAR-U-0007 | U | Monopole / greenfield | C-RAN | 3 | 3 | 0 | 3 | 3 | 3 | 0 | 0 | 1 | 18 | 6060 | 8530 | 21 | 33.6 | 7 | 15 | 0
KAR-U-0008 | U | Rooftop | C-RAN | 3 | 3 | 0 | 3 | 3 | 3 | 0 | 0 | 1 | 18 | 6060 | 8530 | 21 | 33.6 | 7 | 15 | 0
KAR-U-0009 | U | Rooftop | C-RAN | 3 | 3 | 0 | 3 | 3 | 3 | 0 | 0 | 1 | 18 | 6060 | 8530 | 21 | 33.6 | 7 | 15 | 0
KAR-U-0010 | U | Monopole / greenfield | C-RAN | 3 | 3 | 0 | 3 | 3 | 3 | 0 | 0 | 1 | 18 | 6060 | 8530 | 21 | 33.6 | 7 | 15 | 0
KAR-U-0011 | U | Rooftop | C-RAN | 3 | 3 | 0 | 3 | 3 | 3 | 0 | 0 | 1 | 18 | 6060 | 8530 | 21 | 33.6 | 7 | 15 | 0
KAR-U-0012 | U | Monopole / greenfield | C-RAN | 3 | 3 | 0 | 3 | 3 | 3 | 0 | 0 | 1 | 18 | 6060 | 8530 | 21 | 33.6 | 7 | 15 | 0
KAR-U-0013 | U | Monopole / greenfield | C-RAN | 3 | 3 | 0 | 3 | 3 | 3 | 0 | 0 | 1 | 18 | 6060 | 8530 | 21 | 33.6 | 7 | 15 | 0
KAR-U-0014 | U | Monopole / greenfield | C-RAN | 3 | 3 | 0 | 3 | 3 | 3 | 0 | 0 | 1 | 18 | 6060 | 8530 | 21 | 33.6 | 7 | 15 | 0
KAR-U-0015 | U | Rooftop | C-RAN | 3 | 3 | 0 | 3 | 3 | 3 | 0 | 0 | 1 | 18 | 6060 | 8530 | 21 | 33.6 | 7 | 15 | 0
KAR-U-0016 | U | Rooftop | C-RAN | 3 | 3 | 0 | 3 | 3 | 3 | 0 | 0 | 1 | 18 | 6060 | 8530 | 21 | 33.6 | 7 | 15 | 0
KAR-U-0017 | U | Monopole / greenfield | D-RAN | 3 | 3 | 0 | 3 | 3 | 3 | 1 | 1 | 0 | 18 | 6470 | 9100 | 21 | 38.4 | 8 | 15 | 0
KAR-U-0018 | U | Rooftop | C-RAN | 3 | 3 | 0 | 3 | 3 | 3 | 0 | 0 | 1 | 18 | 6060 | 8530 | 21 | 33.6 | 7 | 15 | 0
KAR-U-0019 | U | Rooftop | C-RAN | 3 | 3 | 0 | 3 | 3 | 3 | 0 | 0 | 1 | 18 | 6060 | 8530 | 21 | 33.6 | 7 | 15 | 0
KAR-U-0020 | U | Monopole / greenfield | C-RAN | 3 | 3 | 0 | 3 | 3 | 3 | 0 | 0 | 1 | 18 | 6060 | 8530 | 21 | 33.6 | 7 | 15 | 0
KAR-U-0021 | U | Monopole / greenfield | C-RAN | 3 | 3 | 0 | 3 | 3 | 3 | 0 | 0 | 1 | 18 | 6060 | 8530 | 21 | 33.6 | 7 | 15 | 0
KAR-U-0022 | U | Rooftop | C-RAN | 3 | 3 | 0 | 3 | 3 | 3 | 0 | 0 | 1 | 18 | 6060 | 8530 | 21 | 33.6 | 7 | 15 | 0
KAR-U-0023 | U | Rooftop | C-RAN | 3 | 3 | 0 | 3 | 3 | 3 | 0 | 0 | 1 | 18 | 6060 | 8530 | 21 | 33.6 | 7 | 15 | 0
KAR-U-0024 | U | Monopole / greenfield | D-RAN | 3 | 3 | 0 | 3 | 3 | 3 | 1 | 1 | 0 | 18 | 6470 | 9100 | 21 | 38.4 | 8 | 15 | 0
KAR-U-0025 | U | Monopole / greenfield | D-RAN | 3 | 3 | 0 | 3 | 3 | 3 | 1 | 1 | 0 | 18 | 6470 | 9100 | 21 | 38.4 | 8 | 15 | 0
KAR-U-0026 | U | Monopole / greenfield | C-RAN | 3 | 3 | 0 | 3 | 3 | 3 | 0 | 0 | 1 | 18 | 6060 | 8530 | 21 | 33.6 | 7 | 15 | 0
KAR-U-0027 | U | Monopole / greenfield | C-RAN | 3 | 3 | 0 | 3 | 3 | 3 | 0 | 0 | 1 | 18 | 6060 | 8530 | 21 | 33.6 | 7 | 15 | 0
KAR-U-0028 | U | Rooftop | C-RAN | 3 | 3 | 0 | 3 | 3 | 3 | 0 | 0 | 1 | 18 | 6060 | 8530 | 21 | 33.6 | 7 | 15 | 0
KAR-U-0029 | U | Rooftop | C-RAN | 3 | 3 | 0 | 3 | 3 | 3 | 0 | 0 | 1 | 18 | 6060 | 8530 | 21 | 33.6 | 7 | 15 | 0
KAR-U-0030 | U | Rooftop | C-RAN | 3 | 3 | 0 | 3 | 3 | 3 | 0 | 0 | 1 | 18 | 6060 | 8530 | 21 | 33.6 | 7 | 15 | 0
KAR-U-0031 | U | Rooftop | D-RAN | 3 | 3 | 0 | 3 | 3 | 3 | 1 | 1 | 0 | 18 | 6470 | 9100 | 21 | 38.4 | 8 | 15 | 0
KAR-U-0032 | U | Rooftop | D-RAN | 3 | 3 | 0 | 3 | 3 | 3 | 1 | 1 | 0 | 18 | 6470 | 9100 | 21 | 38.4 | 8 | 15 | 0
KAR-U-0033 | U | Monopole / greenfield | D-RAN | 3 | 3 | 0 | 3 | 3 | 3 | 1 | 1 | 0 | 18 | 6470 | 9100 | 21 | 38.4 | 8 | 15 | 0
KAR-U-0034 | U | Monopole / greenfield | C-RAN | 3 | 3 | 0 | 3 | 3 | 3 | 0 | 0 | 1 | 18 | 6060 | 8530 | 21 | 33.6 | 7 | 15 | 0
KAR-U-0035 | U | Monopole / greenfield | C-RAN | 3 | 3 | 0 | 3 | 3 | 3 | 0 | 0 | 1 | 18 | 6060 | 8530 | 21 | 33.6 | 7 | 15 | 0
KAR-U-0036 | U | Monopole / greenfield | C-RAN | 3 | 3 | 0 | 3 | 3 | 3 | 0 | 0 | 1 | 18 | 6060 | 8530 | 21 | 33.6 | 7 | 15 | 0
KAR-U-0037 | U | Rooftop | C-RAN | 3 | 3 | 0 | 3 | 3 | 3 | 0 | 0 | 1 | 18 | 6060 | 8530 | 21 | 33.6 | 7 | 15 | 0
KAR-U-0038 | U | Rooftop | C-RAN | 3 | 3 | 0 | 3 | 3 | 3 | 0 | 0 | 1 | 18 | 6060 | 8530 | 21 | 33.6 | 7 | 15 | 0
KAR-U-0039 | U | Rooftop | D-RAN | 3 | 3 | 0 | 3 | 3 | 3 | 1 | 1 | 0 | 18 | 6470 | 9100 | 21 | 38.4 | 8 | 15 | 0
KAR-U-0040 | U | Rooftop | D-RAN | 3 | 3 | 0 | 3 | 3 | 3 | 1 | 1 | 0 | 18 | 6470 | 9100 | 21 | 38.4 | 8 | 15 | 0
KAR-U-0041 | U | Monopole / greenfield | D-RAN | 3 | 3 | 0 | 3 | 3 | 3 | 1 | 1 | 0 | 18 | 6470 | 9100 | 21 | 38.4 | 8 | 15 | 0
KAR-U-0042 | U | Monopole / greenfield | C-RAN | 3 | 3 | 0 | 3 | 3 | 3 | 0 | 0 | 1 | 18 | 6060 | 8530 | 21 | 33.6 | 7 | 15 | 0
KAR-U-0043 | U | Monopole / greenfield | C-RAN | 3 | 3 | 0 | 3 | 3 | 3 | 0 | 0 | 1 | 18 | 6060 | 8530 | 21 | 33.6 | 7 | 15 | 0
KAR-U-0044 | U | Rooftop | C-RAN | 3 | 3 | 0 | 3 | 3 | 3 | 0 | 0 | 1 | 18 | 6060 | 8530 | 21 | 33.6 | 7 | 15 | 0
KAR-U-0045 | U | Rooftop | C-RAN | 3 | 3 | 0 | 3 | 3 | 3 | 0 | 0 | 1 | 18 | 6060 | 8530 | 21 | 33.6 | 7 | 15 | 0
KAR-U-0046 | U | Rooftop | D-RAN | 3 | 3 | 0 | 3 | 3 | 3 | 1 | 1 | 0 | 18 | 6470 | 9100 | 21 | 38.4 | 8 | 15 | 0
KAR-U-0047 | U | Monopole / greenfield | D-RAN | 3 | 3 | 0 | 3 | 3 | 3 | 1 | 1 | 0 | 18 | 6470 | 9100 | 21 | 38.4 | 8 | 15 | 0
KAR-U-0048 | U | Monopole / greenfield | D-RAN | 3 | 3 | 0 | 3 | 3 | 3 | 1 | 1 | 0 | 18 | 6470 | 9100 | 21 | 38.4 | 8 | 15 | 0
KAR-U-0049 | U | Monopole / greenfield | D-RAN | 3 | 3 | 0 | 3 | 3 | 3 | 1 | 1 | 0 | 18 | 6470 | 9100 | 21 | 38.4 | 8 | 15 | 0
KAR-U-0050 | U | Monopole / greenfield | C-RAN | 3 | 3 | 0 | 3 | 3 | 3 | 0 | 0 | 1 | 18 | 6060 | 8530 | 21 | 33.6 | 7 | 15 | 0
KAR-U-0051 | U | Monopole / greenfield | C-RAN | 3 | 3 | 0 | 3 | 3 | 3 | 0 | 0 | 1 | 18 | 6060 | 8530 | 21 | 33.6 | 7 | 15 | 0
KAR-U-0052 | U | Rooftop | C-RAN | 3 | 3 | 0 | 3 | 3 | 3 | 0 | 0 | 1 | 18 | 6060 | 8530 | 21 | 33.6 | 7 | 15 | 0
KAR-U-0053 | U | Rooftop | C-RAN | 3 | 3 | 0 | 3 | 3 | 3 | 0 | 0 | 1 | 18 | 6060 | 8530 | 21 | 33.6 | 7 | 15 | 0
KAR-U-0054 | U | Monopole / greenfield | D-RAN | 3 | 3 | 0 | 3 | 3 | 3 | 1 | 1 | 0 | 18 | 6470 | 9100 | 21 | 38.4 | 8 | 15 | 0
KAR-U-0055 | U | Monopole / greenfield | D-RAN | 3 | 3 | 0 | 3 | 3 | 3 | 1 | 1 | 0 | 18 | 6470 | 9100 | 21 | 38.4 | 8 | 15 | 0
KAR-U-0056 | U | Monopole / greenfield | C-RAN | 3 | 3 | 0 | 3 | 3 | 3 | 0 | 0 | 1 | 18 | 6060 | 8530 | 21 | 33.6 | 7 | 15 | 0
KAR-U-0057 | U | Monopole / greenfield | C-RAN | 3 | 3 | 0 | 3 | 3 | 3 | 0 | 0 | 1 | 18 | 6060 | 8530 | 21 | 33.6 | 7 | 15 | 0
KAR-U-0058 | U | Monopole / greenfield | C-RAN | 3 | 3 | 0 | 3 | 3 | 3 | 0 | 0 | 1 | 18 | 6060 | 8530 | 21 | 33.6 | 7 | 15 | 0
KAR-U-0059 | U | Monopole / greenfield | C-RAN | 3 | 3 | 0 | 3 | 3 | 3 | 0 | 0 | 1 | 18 | 6060 | 8530 | 21 | 33.6 | 7 | 15 | 0
KAR-U-0060 | U | Monopole / greenfield | D-RAN | 3 | 3 | 0 | 3 | 3 | 3 | 1 | 1 | 0 | 18 | 6470 | 9100 | 21 | 38.4 | 8 | 15 | 0
KAR-U-0061 | U | Monopole / greenfield | C-RAN | 3 | 3 | 0 | 3 | 3 | 3 | 0 | 0 | 1 | 18 | 6060 | 8530 | 21 | 33.6 | 7 | 15 | 0
MAD-U-0001 | U | Monopole / greenfield | C-RAN | 3 | 3 | 0 | 3 | 3 | 3 | 0 | 0 | 1 | 18 | 6060 | 8530 | 21 | 33.6 | 7 | 15 | 0
MAD-U-0002 | U | Monopole / greenfield | C-RAN | 3 | 3 | 0 | 3 | 3 | 3 | 0 | 0 | 1 | 18 | 6060 | 8530 | 21 | 33.6 | 7 | 15 | 0
MAD-U-0003 | U | Monopole / greenfield | C-RAN | 3 | 3 | 0 | 3 | 3 | 3 | 0 | 0 | 1 | 18 | 6060 | 8530 | 21 | 33.6 | 7 | 15 | 0
MAD-U-0004 | U | Monopole / greenfield | C-RAN | 3 | 3 | 0 | 3 | 3 | 3 | 0 | 0 | 1 | 18 | 6060 | 8530 | 21 | 33.6 | 7 | 15 | 0
MAD-U-0005 | U | Monopole / greenfield | C-RAN | 3 | 3 | 0 | 3 | 3 | 3 | 0 | 0 | 1 | 18 | 6060 | 8530 | 21 | 33.6 | 7 | 15 | 0
MAD-U-0006 | U | Rooftop | C-RAN | 3 | 3 | 0 | 3 | 3 | 3 | 0 | 0 | 1 | 18 | 6060 | 8530 | 21 | 33.6 | 7 | 15 | 0
MAD-U-0007 | U | Monopole / greenfield | C-RAN | 3 | 3 | 0 | 3 | 3 | 3 | 0 | 0 | 1 | 18 | 6060 | 8530 | 21 | 33.6 | 7 | 15 | 0
MAD-U-0008 | U | Monopole / greenfield | C-RAN | 3 | 3 | 0 | 3 | 3 | 3 | 0 | 0 | 1 | 18 | 6060 | 8530 | 21 | 33.6 | 7 | 15 | 0
MAD-U-0009 | U | Monopole / greenfield | C-RAN | 3 | 3 | 0 | 3 | 3 | 3 | 0 | 0 | 1 | 18 | 6060 | 8530 | 21 | 33.6 | 7 | 15 | 0
MAD-U-0010 | U | Monopole / greenfield | C-RAN | 3 | 3 | 0 | 3 | 3 | 3 | 0 | 0 | 1 | 18 | 6060 | 8530 | 21 | 33.6 | 7 | 15 | 0
MAD-U-0011 | U | Monopole / greenfield | C-RAN | 3 | 3 | 0 | 3 | 3 | 3 | 0 | 0 | 1 | 18 | 6060 | 8530 | 21 | 33.6 | 7 | 15 | 0
MAD-U-0012 | U | Monopole / greenfield | C-RAN | 3 | 3 | 0 | 3 | 3 | 3 | 0 | 0 | 1 | 18 | 6060 | 8530 | 21 | 33.6 | 7 | 15 | 0
MAD-U-0013 | U | Rooftop | C-RAN | 3 | 3 | 0 | 3 | 3 | 3 | 0 | 0 | 1 | 18 | 6060 | 8530 | 21 | 33.6 | 7 | 15 | 0
MAD-U-0014 | U | Rooftop | C-RAN | 3 | 3 | 0 | 3 | 3 | 3 | 0 | 0 | 1 | 18 | 6060 | 8530 | 21 | 33.6 | 7 | 15 | 0
MAD-U-0015 | U | Rooftop | C-RAN | 3 | 3 | 0 | 3 | 3 | 3 | 0 | 0 | 1 | 18 | 6060 | 8530 | 21 | 33.6 | 7 | 15 | 0
MAD-U-0016 | U | Monopole / greenfield | C-RAN | 3 | 3 | 0 | 3 | 3 | 3 | 0 | 0 | 1 | 18 | 6060 | 8530 | 21 | 33.6 | 7 | 15 | 0
MAD-U-0017 | U | Monopole / greenfield | C-RAN | 3 | 3 | 0 | 3 | 3 | 3 | 0 | 0 | 1 | 18 | 6060 | 8530 | 21 | 33.6 | 7 | 15 | 0
MAD-U-0018 | U | Monopole / greenfield | C-RAN | 3 | 3 | 0 | 3 | 3 | 3 | 0 | 0 | 1 | 18 | 6060 | 8530 | 21 | 33.6 | 7 | 15 | 0
MAD-U-0019 | U | Monopole / greenfield | C-RAN | 3 | 3 | 0 | 3 | 3 | 3 | 0 | 0 | 1 | 18 | 6060 | 8530 | 21 | 33.6 | 7 | 15 | 0
MAD-U-0020 | U | Monopole / greenfield | C-RAN | 3 | 3 | 0 | 3 | 3 | 3 | 0 | 0 | 1 | 18 | 6060 | 8530 | 21 | 33.6 | 7 | 15 | 0
MAD-U-0021 | U | Monopole / greenfield | C-RAN | 3 | 3 | 0 | 3 | 3 | 3 | 0 | 0 | 1 | 18 | 6060 | 8530 | 21 | 33.6 | 7 | 15 | 0
MAD-U-0022 | U | Monopole / greenfield | C-RAN | 3 | 3 | 0 | 3 | 3 | 3 | 0 | 0 | 1 | 18 | 6060 | 8530 | 21 | 33.6 | 7 | 15 | 0
MAD-U-0023 | U | Rooftop | C-RAN | 3 | 3 | 0 | 3 | 3 | 3 | 0 | 0 | 1 | 18 | 6060 | 8530 | 21 | 33.6 | 7 | 15 | 0
MAD-U-0024 | U | Rooftop | C-RAN | 3 | 3 | 0 | 3 | 3 | 3 | 0 | 0 | 1 | 18 | 6060 | 8530 | 21 | 33.6 | 7 | 15 | 0
MAD-U-0025 | U | Rooftop | C-RAN | 3 | 3 | 0 | 3 | 3 | 3 | 0 | 0 | 1 | 18 | 6060 | 8530 | 21 | 33.6 | 7 | 15 | 0
MAD-U-0026 | U | Rooftop | C-RAN | 3 | 3 | 0 | 3 | 3 | 3 | 0 | 0 | 1 | 18 | 6060 | 8530 | 21 | 33.6 | 7 | 15 | 0
MAD-U-0027 | U | Rooftop | C-RAN | 3 | 3 | 0 | 3 | 3 | 3 | 0 | 0 | 1 | 18 | 6060 | 8530 | 21 | 33.6 | 7 | 15 | 0
MAD-U-0028 | U | Monopole / greenfield | C-RAN | 3 | 3 | 0 | 3 | 3 | 3 | 0 | 0 | 1 | 18 | 6060 | 8530 | 21 | 33.6 | 7 | 15 | 0
MAD-U-0029 | U | Monopole / greenfield | C-RAN | 3 | 3 | 0 | 3 | 3 | 3 | 0 | 0 | 1 | 18 | 6060 | 8530 | 21 | 33.6 | 7 | 15 | 0
MAD-U-0030 | U | Monopole / greenfield | C-RAN | 3 | 3 | 0 | 3 | 3 | 3 | 0 | 0 | 1 | 18 | 6060 | 8530 | 21 | 33.6 | 7 | 15 | 0
MAD-U-0031 | U | Rooftop | C-RAN | 3 | 3 | 0 | 3 | 3 | 3 | 0 | 0 | 1 | 18 | 6060 | 8530 | 21 | 33.6 | 7 | 15 | 0
MAD-U-0032 | U | Rooftop | C-RAN | 3 | 3 | 0 | 3 | 3 | 3 | 0 | 0 | 1 | 18 | 6060 | 8530 | 21 | 33.6 | 7 | 15 | 0
MAD-U-0033 | U | Rooftop | C-RAN | 3 | 3 | 0 | 3 | 3 | 3 | 0 | 0 | 1 | 18 | 6060 | 8530 | 21 | 33.6 | 7 | 15 | 0
MAD-U-0034 | U | Rooftop | C-RAN | 3 | 3 | 0 | 3 | 3 | 3 | 0 | 0 | 1 | 18 | 6060 | 8530 | 21 | 33.6 | 7 | 15 | 0
MAD-U-0035 | U | Rooftop | C-RAN | 3 | 3 | 0 | 3 | 3 | 3 | 0 | 0 | 1 | 18 | 6060 | 8530 | 21 | 33.6 | 7 | 15 | 0
MAD-U-0036 | U | Rooftop | C-RAN | 3 | 3 | 0 | 3 | 3 | 3 | 0 | 0 | 1 | 18 | 6060 | 8530 | 21 | 33.6 | 7 | 15 | 0
MAD-U-0037 | U | Rooftop | C-RAN | 3 | 3 | 0 | 3 | 3 | 3 | 0 | 0 | 1 | 18 | 6060 | 8530 | 21 | 33.6 | 7 | 15 | 0
MAD-U-0038 | U | Monopole / greenfield | C-RAN | 3 | 3 | 0 | 3 | 3 | 3 | 0 | 0 | 1 | 18 | 6060 | 8530 | 21 | 33.6 | 7 | 15 | 0
MAD-U-0039 | U | Monopole / greenfield | C-RAN | 3 | 3 | 0 | 3 | 3 | 3 | 0 | 0 | 1 | 18 | 6060 | 8530 | 21 | 33.6 | 7 | 15 | 0
MAD-U-0040 | U | Rooftop | C-RAN | 3 | 3 | 0 | 3 | 3 | 3 | 0 | 0 | 1 | 18 | 6060 | 8530 | 21 | 33.6 | 7 | 15 | 0
MAD-U-0041 | U | Rooftop | C-RAN | 3 | 3 | 0 | 3 | 3 | 3 | 0 | 0 | 1 | 18 | 6060 | 8530 | 21 | 33.6 | 7 | 15 | 0
MAD-U-0042 | U | Rooftop | C-RAN | 3 | 3 | 0 | 3 | 3 | 3 | 0 | 0 | 1 | 18 | 6060 | 8530 | 21 | 33.6 | 7 | 15 | 0
MAD-U-0043 | U | Rooftop | C-RAN | 3 | 3 | 0 | 3 | 3 | 3 | 0 | 0 | 1 | 18 | 6060 | 8530 | 21 | 33.6 | 7 | 15 | 0
MAD-U-0044 | U | Rooftop | C-RAN | 3 | 3 | 0 | 3 | 3 | 3 | 0 | 0 | 1 | 18 | 6060 | 8530 | 21 | 33.6 | 7 | 15 | 0
MAD-U-0045 | U | Rooftop | C-RAN | 3 | 3 | 0 | 3 | 3 | 3 | 0 | 0 | 1 | 18 | 6060 | 8530 | 21 | 33.6 | 7 | 15 | 0
MAD-U-0046 | U | Rooftop | C-RAN | 3 | 3 | 0 | 3 | 3 | 3 | 0 | 0 | 1 | 18 | 6060 | 8530 | 21 | 33.6 | 7 | 15 | 0
MAD-U-0047 | U | Monopole / greenfield | C-RAN | 3 | 3 | 0 | 3 | 3 | 3 | 0 | 0 | 1 | 18 | 6060 | 8530 | 21 | 33.6 | 7 | 15 | 0
MAD-U-0048 | U | Monopole / greenfield | C-RAN | 3 | 3 | 0 | 3 | 3 | 3 | 0 | 0 | 1 | 18 | 6060 | 8530 | 21 | 33.6 | 7 | 15 | 0
MAD-U-0049 | U | Monopole / greenfield | C-RAN | 3 | 3 | 0 | 3 | 3 | 3 | 0 | 0 | 1 | 18 | 6060 | 8530 | 21 | 33.6 | 7 | 15 | 0
MAD-U-0050 | U | Monopole / greenfield | C-RAN | 3 | 3 | 0 | 3 | 3 | 3 | 0 | 0 | 1 | 18 | 6060 | 8530 | 21 | 33.6 | 7 | 15 | 0
MAD-U-0051 | U | Rooftop | C-RAN | 3 | 3 | 0 | 3 | 3 | 3 | 0 | 0 | 1 | 18 | 6060 | 8530 | 21 | 33.6 | 7 | 15 | 0
MAD-U-0052 | U | Rooftop | C-RAN | 3 | 3 | 0 | 3 | 3 | 3 | 0 | 0 | 1 | 18 | 6060 | 8530 | 21 | 33.6 | 7 | 15 | 0
MAD-U-0053 | U | Rooftop | C-RAN | 3 | 3 | 0 | 3 | 3 | 3 | 0 | 0 | 1 | 18 | 6060 | 8530 | 21 | 33.6 | 7 | 15 | 0
MAD-U-0054 | U | Rooftop | C-RAN | 3 | 3 | 0 | 3 | 3 | 3 | 0 | 0 | 1 | 18 | 6060 | 8530 | 21 | 33.6 | 7 | 15 | 0
MAD-U-0055 | U | Rooftop | C-RAN | 3 | 3 | 0 | 3 | 3 | 3 | 0 | 0 | 1 | 18 | 6060 | 8530 | 21 | 33.6 | 7 | 15 | 0
MAD-U-0056 | U | Rooftop | C-RAN | 3 | 3 | 0 | 3 | 3 | 3 | 0 | 0 | 1 | 18 | 6060 | 8530 | 21 | 33.6 | 7 | 15 | 0
MAD-U-0057 | U | Rooftop | C-RAN | 3 | 3 | 0 | 3 | 3 | 3 | 0 | 0 | 1 | 18 | 6060 | 8530 | 21 | 33.6 | 7 | 15 | 0
MAD-U-0058 | U | Monopole / greenfield | C-RAN | 3 | 3 | 0 | 3 | 3 | 3 | 0 | 0 | 1 | 18 | 6060 | 8530 | 21 | 33.6 | 7 | 15 | 0
MAD-U-0059 | U | Monopole / greenfield | C-RAN | 3 | 3 | 0 | 3 | 3 | 3 | 0 | 0 | 1 | 18 | 6060 | 8530 | 21 | 33.6 | 7 | 15 | 0
MAD-U-0060 | U | Monopole / greenfield | C-RAN | 3 | 3 | 0 | 3 | 3 | 3 | 0 | 0 | 1 | 18 | 6060 | 8530 | 21 | 33.6 | 7 | 15 | 0
MAD-U-0061 | U | Monopole / greenfield | C-RAN | 3 | 3 | 0 | 3 | 3 | 3 | 0 | 0 | 1 | 18 | 6060 | 8530 | 21 | 33.6 | 7 | 15 | 0
MAD-U-0062 | U | Rooftop | C-RAN | 3 | 3 | 0 | 3 | 3 | 3 | 0 | 0 | 1 | 18 | 6060 | 8530 | 21 | 33.6 | 7 | 15 | 0
MAD-U-0063 | U | Rooftop | C-RAN | 3 | 3 | 0 | 3 | 3 | 3 | 0 | 0 | 1 | 18 | 6060 | 8530 | 21 | 33.6 | 7 | 15 | 0
MAD-U-0064 | U | Rooftop | C-RAN | 3 | 3 | 0 | 3 | 3 | 3 | 0 | 0 | 1 | 18 | 6060 | 8530 | 21 | 33.6 | 7 | 15 | 0
MAD-U-0065 | U | Rooftop | C-RAN | 3 | 3 | 0 | 3 | 3 | 3 | 0 | 0 | 1 | 18 | 6060 | 8530 | 21 | 33.6 | 7 | 15 | 0
MAD-U-0066 | U | Rooftop | C-RAN | 3 | 3 | 0 | 3 | 3 | 3 | 0 | 0 | 1 | 18 | 6060 | 8530 | 21 | 33.6 | 7 | 15 | 0
MAD-U-0067 | U | Rooftop | C-RAN | 3 | 3 | 0 | 3 | 3 | 3 | 0 | 0 | 1 | 18 | 6060 | 8530 | 21 | 33.6 | 7 | 15 | 0
MAD-U-0068 | U | Rooftop | C-RAN | 3 | 3 | 0 | 3 | 3 | 3 | 0 | 0 | 1 | 18 | 6060 | 8530 | 21 | 33.6 | 7 | 15 | 0
MAD-U-0069 | U | Monopole / greenfield | C-RAN | 3 | 3 | 0 | 3 | 3 | 3 | 0 | 0 | 1 | 18 | 6060 | 8530 | 21 | 33.6 | 7 | 15 | 0
MAD-U-0070 | U | Monopole / greenfield | C-RAN | 3 | 3 | 0 | 3 | 3 | 3 | 0 | 0 | 1 | 18 | 6060 | 8530 | 21 | 33.6 | 7 | 15 | 0
MAD-U-0071 | U | Monopole / greenfield | C-RAN | 3 | 3 | 0 | 3 | 3 | 3 | 0 | 0 | 1 | 18 | 6060 | 8530 | 21 | 33.6 | 7 | 15 | 0
MAD-U-0072 | U | Monopole / greenfield | C-RAN | 3 | 3 | 0 | 3 | 3 | 3 | 0 | 0 | 1 | 18 | 6060 | 8530 | 21 | 33.6 | 7 | 15 | 0
MAD-U-0073 | U | Monopole / greenfield | C-RAN | 3 | 3 | 0 | 3 | 3 | 3 | 0 | 0 | 1 | 18 | 6060 | 8530 | 21 | 33.6 | 7 | 15 | 0
MAD-U-0074 | U | Rooftop | C-RAN | 3 | 3 | 0 | 3 | 3 | 3 | 0 | 0 | 1 | 18 | 6060 | 8530 | 21 | 33.6 | 7 | 15 | 0
MAD-U-0075 | U | Rooftop | C-RAN | 3 | 3 | 0 | 3 | 3 | 3 | 0 | 0 | 1 | 18 | 6060 | 8530 | 21 | 33.6 | 7 | 15 | 0
MAD-U-0076 | U | Rooftop | C-RAN | 3 | 3 | 0 | 3 | 3 | 3 | 0 | 0 | 1 | 18 | 6060 | 8530 | 21 | 33.6 | 7 | 15 | 0
MAD-U-0077 | U | Rooftop | C-RAN | 3 | 3 | 0 | 3 | 3 | 3 | 0 | 0 | 1 | 18 | 6060 | 8530 | 21 | 33.6 | 7 | 15 | 0
MAD-U-0078 | U | Rooftop | C-RAN | 3 | 3 | 0 | 3 | 3 | 3 | 0 | 0 | 1 | 18 | 6060 | 8530 | 21 | 33.6 | 7 | 15 | 0
MAD-U-0079 | U | Rooftop | C-RAN | 3 | 3 | 0 | 3 | 3 | 3 | 0 | 0 | 1 | 18 | 6060 | 8530 | 21 | 33.6 | 7 | 15 | 0
MAD-U-0080 | U | Monopole / greenfield | C-RAN | 3 | 3 | 0 | 3 | 3 | 3 | 0 | 0 | 1 | 18 | 6060 | 8530 | 21 | 33.6 | 7 | 15 | 0
MAD-U-0081 | U | Monopole / greenfield | C-RAN | 3 | 3 | 0 | 3 | 3 | 3 | 0 | 0 | 1 | 18 | 6060 | 8530 | 21 | 33.6 | 7 | 15 | 0
MAD-U-0082 | U | Monopole / greenfield | C-RAN | 3 | 3 | 0 | 3 | 3 | 3 | 0 | 0 | 1 | 18 | 6060 | 8530 | 21 | 33.6 | 7 | 15 | 0
MAD-U-0083 | U | Rooftop | C-RAN | 3 | 3 | 0 | 3 | 3 | 3 | 0 | 0 | 1 | 18 | 6060 | 8530 | 21 | 33.6 | 7 | 15 | 0
MAD-U-0084 | U | Rooftop | C-RAN | 3 | 3 | 0 | 3 | 3 | 3 | 0 | 0 | 1 | 18 | 6060 | 8530 | 21 | 33.6 | 7 | 15 | 0
MAD-U-0085 | U | Rooftop | C-RAN | 3 | 3 | 0 | 3 | 3 | 3 | 0 | 0 | 1 | 18 | 6060 | 8530 | 21 | 33.6 | 7 | 15 | 0
MAD-U-0086 | U | Rooftop | C-RAN | 3 | 3 | 0 | 3 | 3 | 3 | 0 | 0 | 1 | 18 | 6060 | 8530 | 21 | 33.6 | 7 | 15 | 0
MAD-U-0087 | U | Rooftop | C-RAN | 3 | 3 | 0 | 3 | 3 | 3 | 0 | 0 | 1 | 18 | 6060 | 8530 | 21 | 33.6 | 7 | 15 | 0
MAD-U-0088 | U | Rooftop | C-RAN | 3 | 3 | 0 | 3 | 3 | 3 | 0 | 0 | 1 | 18 | 6060 | 8530 | 21 | 33.6 | 7 | 15 | 0
MAD-U-0089 | U | Monopole / greenfield | C-RAN | 3 | 3 | 0 | 3 | 3 | 3 | 0 | 0 | 1 | 18 | 6060 | 8530 | 21 | 33.6 | 7 | 15 | 0
MAD-U-0090 | U | Monopole / greenfield | C-RAN | 3 | 3 | 0 | 3 | 3 | 3 | 0 | 0 | 1 | 18 | 6060 | 8530 | 21 | 33.6 | 7 | 15 | 0
MAD-U-0091 | U | Monopole / greenfield | C-RAN | 3 | 3 | 0 | 3 | 3 | 3 | 0 | 0 | 1 | 18 | 6060 | 8530 | 21 | 33.6 | 7 | 15 | 0
MAD-U-0092 | U | Rooftop | C-RAN | 3 | 3 | 0 | 3 | 3 | 3 | 0 | 0 | 1 | 18 | 6060 | 8530 | 21 | 33.6 | 7 | 15 | 0
MAD-U-0093 | U | Rooftop | C-RAN | 3 | 3 | 0 | 3 | 3 | 3 | 0 | 0 | 1 | 18 | 6060 | 8530 | 21 | 33.6 | 7 | 15 | 0
MAD-U-0094 | U | Rooftop | C-RAN | 3 | 3 | 0 | 3 | 3 | 3 | 0 | 0 | 1 | 18 | 6060 | 8530 | 21 | 33.6 | 7 | 15 | 0
MAD-U-0095 | U | Rooftop | C-RAN | 3 | 3 | 0 | 3 | 3 | 3 | 0 | 0 | 1 | 18 | 6060 | 8530 | 21 | 33.6 | 7 | 15 | 0
MAD-U-0096 | U | Rooftop | C-RAN | 3 | 3 | 0 | 3 | 3 | 3 | 0 | 0 | 1 | 18 | 6060 | 8530 | 21 | 33.6 | 7 | 15 | 0
MAD-U-0097 | U | Rooftop | C-RAN | 3 | 3 | 0 | 3 | 3 | 3 | 0 | 0 | 1 | 18 | 6060 | 8530 | 21 | 33.6 | 7 | 15 | 0
MAD-U-0098 | U | Monopole / greenfield | C-RAN | 3 | 3 | 0 | 3 | 3 | 3 | 0 | 0 | 1 | 18 | 6060 | 8530 | 21 | 33.6 | 7 | 15 | 0
MAD-U-0099 | U | Monopole / greenfield | C-RAN | 3 | 3 | 0 | 3 | 3 | 3 | 0 | 0 | 1 | 18 | 6060 | 8530 | 21 | 33.6 | 7 | 15 | 0
MAD-U-0100 | U | Monopole / greenfield | C-RAN | 3 | 3 | 0 | 3 | 3 | 3 | 0 | 0 | 1 | 18 | 6060 | 8530 | 21 | 33.6 | 7 | 15 | 0
MAD-U-0101 | U | Monopole / greenfield | C-RAN | 3 | 3 | 0 | 3 | 3 | 3 | 0 | 0 | 1 | 18 | 6060 | 8530 | 21 | 33.6 | 7 | 15 | 0
MAD-U-0102 | U | Monopole / greenfield | C-RAN | 3 | 3 | 0 | 3 | 3 | 3 | 0 | 0 | 1 | 18 | 6060 | 8530 | 21 | 33.6 | 7 | 15 | 0
AMM-U-0418 | U | Rooftop | C-RAN | 3 | 3 | 0 | 3 | 3 | 3 | 0 | 0 | 1 | 18 | 6060 | 8530 | 21 | 33.6 | 7 | 15 | 0
AMM-U-0419 | U | Rooftop | C-RAN | 3 | 3 | 0 | 3 | 3 | 3 | 0 | 0 | 1 | 18 | 6060 | 8530 | 21 | 33.6 | 7 | 15 | 0
AMM-U-0420 | U | Rooftop | C-RAN | 3 | 3 | 0 | 3 | 3 | 3 | 0 | 0 | 1 | 18 | 6060 | 8530 | 21 | 33.6 | 7 | 15 | 0
AMM-U-0421 | U | Rooftop | C-RAN | 3 | 3 | 0 | 3 | 3 | 3 | 0 | 0 | 1 | 18 | 6060 | 8530 | 21 | 33.6 | 7 | 15 | 0
AMM-U-0422 | U | Rooftop | C-RAN | 3 | 3 | 0 | 3 | 3 | 3 | 0 | 0 | 1 | 18 | 6060 | 8530 | 21 | 33.6 | 7 | 15 | 0
AMM-U-0423 | U | Rooftop | C-RAN | 3 | 3 | 0 | 3 | 3 | 3 | 0 | 0 | 1 | 18 | 6060 | 8530 | 21 | 33.6 | 7 | 15 | 0
AMM-U-0424 | U | Rooftop | C-RAN | 3 | 3 | 0 | 3 | 3 | 3 | 0 | 0 | 1 | 18 | 6060 | 8530 | 21 | 33.6 | 7 | 15 | 0
AMM-U-0425 | U | Rooftop | C-RAN | 3 | 3 | 0 | 3 | 3 | 3 | 0 | 0 | 1 | 18 | 6060 | 8530 | 21 | 33.6 | 7 | 15 | 0
AMM-U-0426 | U | Rooftop | C-RAN | 3 | 3 | 0 | 3 | 3 | 3 | 0 | 0 | 1 | 18 | 6060 | 8530 | 21 | 33.6 | 7 | 15 | 0
AMM-U-0427 | U | Rooftop | C-RAN | 3 | 3 | 0 | 3 | 3 | 3 | 0 | 0 | 1 | 18 | 6060 | 8530 | 21 | 33.6 | 7 | 15 | 0
AMM-U-0428 | U | Rooftop | C-RAN | 3 | 3 | 0 | 3 | 3 | 3 | 0 | 0 | 1 | 18 | 6060 | 8530 | 21 | 33.6 | 7 | 15 | 0
AMM-U-0429 | U | Rooftop | C-RAN | 3 | 3 | 0 | 3 | 3 | 3 | 0 | 0 | 1 | 18 | 6060 | 8530 | 21 | 33.6 | 7 | 15 | 0
AMM-U-0430 | U | Rooftop | D-RAN | 3 | 3 | 0 | 3 | 3 | 3 | 1 | 1 | 0 | 18 | 6470 | 9100 | 21 | 38.4 | 8 | 15 | 0
AMM-U-0431 | U | Rooftop | C-RAN | 3 | 3 | 0 | 3 | 3 | 3 | 0 | 0 | 1 | 18 | 6060 | 8530 | 21 | 33.6 | 7 | 15 | 0
AMM-U-0432 | U | Rooftop | C-RAN | 3 | 3 | 0 | 3 | 3 | 3 | 0 | 0 | 1 | 18 | 6060 | 8530 | 21 | 33.6 | 7 | 15 | 0
AMM-U-0433 | U | Rooftop | C-RAN | 3 | 3 | 0 | 3 | 3 | 3 | 0 | 0 | 1 | 18 | 6060 | 8530 | 21 | 33.6 | 7 | 15 | 0
AMM-U-0434 | U | Rooftop | C-RAN | 3 | 3 | 0 | 3 | 3 | 3 | 0 | 0 | 1 | 18 | 6060 | 8530 | 21 | 33.6 | 7 | 15 | 0
AMM-U-0435 | U | Rooftop | C-RAN | 3 | 3 | 0 | 3 | 3 | 3 | 0 | 0 | 1 | 18 | 6060 | 8530 | 21 | 33.6 | 7 | 15 | 0
AMM-U-0436 | U | Rooftop | C-RAN | 3 | 3 | 0 | 3 | 3 | 3 | 0 | 0 | 1 | 18 | 6060 | 8530 | 21 | 33.6 | 7 | 15 | 0
AMM-U-0437 | U | Rooftop | C-RAN | 3 | 3 | 0 | 3 | 3 | 3 | 0 | 0 | 1 | 18 | 6060 | 8530 | 21 | 33.6 | 7 | 15 | 0
AMM-U-0438 | U | Rooftop | C-RAN | 3 | 3 | 0 | 3 | 3 | 3 | 0 | 0 | 1 | 18 | 6060 | 8530 | 21 | 33.6 | 7 | 15 | 0
AMM-U-0439 | U | Rooftop | C-RAN | 3 | 3 | 0 | 3 | 3 | 3 | 0 | 0 | 1 | 18 | 6060 | 8530 | 21 | 33.6 | 7 | 15 | 0
AMM-U-0440 | U | Rooftop | C-RAN | 3 | 3 | 0 | 3 | 3 | 3 | 0 | 0 | 1 | 18 | 6060 | 8530 | 21 | 33.6 | 7 | 15 | 0
AMM-U-0441 | U | Rooftop | C-RAN | 3 | 3 | 0 | 3 | 3 | 3 | 0 | 0 | 1 | 18 | 6060 | 8530 | 21 | 33.6 | 7 | 15 | 0
AMM-U-0442 | U | Rooftop | C-RAN | 3 | 3 | 0 | 3 | 3 | 3 | 0 | 0 | 1 | 18 | 6060 | 8530 | 21 | 33.6 | 7 | 15 | 0
AMM-U-0443 | U | Rooftop | D-RAN | 3 | 3 | 0 | 3 | 3 | 3 | 1 | 1 | 0 | 18 | 6470 | 9100 | 21 | 38.4 | 8 | 15 | 0
AMM-U-0444 | U | Rooftop | C-RAN | 3 | 3 | 0 | 3 | 3 | 3 | 0 | 0 | 1 | 18 | 6060 | 8530 | 21 | 33.6 | 7 | 15 | 0
AMM-U-0445 | U | Rooftop | C-RAN | 3 | 3 | 0 | 3 | 3 | 3 | 0 | 0 | 1 | 18 | 6060 | 8530 | 21 | 33.6 | 7 | 15 | 0
AMM-U-0446 | U | Rooftop | C-RAN | 3 | 3 | 0 | 3 | 3 | 3 | 0 | 0 | 1 | 18 | 6060 | 8530 | 21 | 33.6 | 7 | 15 | 0
AMM-U-0447 | U | Rooftop | C-RAN | 3 | 3 | 0 | 3 | 3 | 3 | 0 | 0 | 1 | 18 | 6060 | 8530 | 21 | 33.6 | 7 | 15 | 0
AMM-U-0448 | U | Rooftop | C-RAN | 3 | 3 | 0 | 3 | 3 | 3 | 0 | 0 | 1 | 18 | 6060 | 8530 | 21 | 33.6 | 7 | 15 | 0
AMM-U-0449 | U | Rooftop | C-RAN | 3 | 3 | 0 | 3 | 3 | 3 | 0 | 0 | 1 | 18 | 6060 | 8530 | 21 | 33.6 | 7 | 15 | 0
AMM-U-0450 | U | Rooftop | C-RAN | 3 | 3 | 0 | 3 | 3 | 3 | 0 | 0 | 1 | 18 | 6060 | 8530 | 21 | 33.6 | 7 | 15 | 0
AMM-U-0451 | U | Rooftop | C-RAN | 3 | 3 | 0 | 3 | 3 | 3 | 0 | 0 | 1 | 18 | 6060 | 8530 | 21 | 33.6 | 7 | 15 | 0
AMM-U-0452 | U | Rooftop | C-RAN | 3 | 3 | 0 | 3 | 3 | 3 | 0 | 0 | 1 | 18 | 6060 | 8530 | 21 | 33.6 | 7 | 15 | 0
AMM-U-0453 | U | Rooftop | C-RAN | 3 | 3 | 0 | 3 | 3 | 3 | 0 | 0 | 1 | 18 | 6060 | 8530 | 21 | 33.6 | 7 | 15 | 0
AMM-U-0454 | U | Rooftop | C-RAN | 3 | 3 | 0 | 3 | 3 | 3 | 0 | 0 | 1 | 18 | 6060 | 8530 | 21 | 33.6 | 7 | 15 | 0
AMM-U-0455 | U | Rooftop | C-RAN | 3 | 3 | 0 | 3 | 3 | 3 | 0 | 0 | 1 | 18 | 6060 | 8530 | 21 | 33.6 | 7 | 15 | 0
AMM-U-0456 | U | Rooftop | C-RAN | 3 | 3 | 0 | 3 | 3 | 3 | 0 | 0 | 1 | 18 | 6060 | 8530 | 21 | 33.6 | 7 | 15 | 0
AMM-U-0457 | U | Rooftop | C-RAN | 3 | 3 | 0 | 3 | 3 | 3 | 0 | 0 | 1 | 18 | 6060 | 8530 | 21 | 33.6 | 7 | 15 | 0
AMM-U-0458 | U | Rooftop | C-RAN | 3 | 3 | 0 | 3 | 3 | 3 | 0 | 0 | 1 | 18 | 6060 | 8530 | 21 | 33.6 | 7 | 15 | 0
AMM-U-0459 | U | Rooftop | C-RAN | 3 | 3 | 0 | 3 | 3 | 3 | 0 | 0 | 1 | 18 | 6060 | 8530 | 21 | 33.6 | 7 | 15 | 0
AMM-U-0460 | U | Rooftop | C-RAN | 3 | 3 | 0 | 3 | 3 | 3 | 0 | 0 | 1 | 18 | 6060 | 8530 | 21 | 33.6 | 7 | 15 | 0
AMM-U-0461 | U | Rooftop | C-RAN | 3 | 3 | 0 | 3 | 3 | 3 | 0 | 0 | 1 | 18 | 6060 | 8530 | 21 | 33.6 | 7 | 15 | 0
AMM-U-0462 | U | Rooftop | C-RAN | 3 | 3 | 0 | 3 | 3 | 3 | 0 | 0 | 1 | 18 | 6060 | 8530 | 21 | 33.6 | 7 | 15 | 0
AMM-U-0463 | U | Rooftop | C-RAN | 3 | 3 | 0 | 3 | 3 | 3 | 0 | 0 | 1 | 18 | 6060 | 8530 | 21 | 33.6 | 7 | 15 | 0
AMM-U-0464 | U | Rooftop | C-RAN | 3 | 3 | 0 | 3 | 3 | 3 | 0 | 0 | 1 | 18 | 6060 | 8530 | 21 | 33.6 | 7 | 15 | 0
AMM-U-0465 | U | Rooftop | C-RAN | 3 | 3 | 0 | 3 | 3 | 3 | 0 | 0 | 1 | 18 | 6060 | 8530 | 21 | 33.6 | 7 | 15 | 0
AMM-U-0466 | U | Rooftop | C-RAN | 3 | 3 | 0 | 3 | 3 | 3 | 0 | 0 | 1 | 18 | 6060 | 8530 | 21 | 33.6 | 7 | 15 | 0
AMM-U-0467 | U | Rooftop | C-RAN | 3 | 3 | 0 | 3 | 3 | 3 | 0 | 0 | 1 | 18 | 6060 | 8530 | 21 | 33.6 | 7 | 15 | 0
AMM-U-0468 | U | Rooftop | C-RAN | 3 | 3 | 0 | 3 | 3 | 3 | 0 | 0 | 1 | 18 | 6060 | 8530 | 21 | 33.6 | 7 | 15 | 0
AMM-U-0469 | U | Rooftop | C-RAN | 3 | 3 | 0 | 3 | 3 | 3 | 0 | 0 | 1 | 18 | 6060 | 8530 | 21 | 33.6 | 7 | 15 | 0
AMM-U-0470 | U | Rooftop | C-RAN | 3 | 3 | 0 | 3 | 3 | 3 | 0 | 0 | 1 | 18 | 6060 | 8530 | 21 | 33.6 | 7 | 15 | 0
AMM-U-0471 | U | Rooftop | C-RAN | 3 | 3 | 0 | 3 | 3 | 3 | 0 | 0 | 1 | 18 | 6060 | 8530 | 21 | 33.6 | 7 | 15 | 0
AMM-U-0472 | U | Rooftop | C-RAN | 3 | 3 | 0 | 3 | 3 | 3 | 0 | 0 | 1 | 18 | 6060 | 8530 | 21 | 33.6 | 7 | 15 | 0
AMM-U-0473 | U | Rooftop | C-RAN | 3 | 3 | 0 | 3 | 3 | 3 | 0 | 0 | 1 | 18 | 6060 | 8530 | 21 | 33.6 | 7 | 15 | 0
AMM-U-0474 | U | Rooftop | C-RAN | 3 | 3 | 0 | 3 | 3 | 3 | 0 | 0 | 1 | 18 | 6060 | 8530 | 21 | 33.6 | 7 | 15 | 0
AMM-U-0475 | U | Rooftop | C-RAN | 3 | 3 | 0 | 3 | 3 | 3 | 0 | 0 | 1 | 18 | 6060 | 8530 | 21 | 33.6 | 7 | 15 | 0
AMM-U-0476 | U | Rooftop | C-RAN | 3 | 3 | 0 | 3 | 3 | 3 | 0 | 0 | 1 | 18 | 6060 | 8530 | 21 | 33.6 | 7 | 15 | 0
AMM-U-0477 | U | Rooftop | C-RAN | 3 | 3 | 0 | 3 | 3 | 3 | 0 | 0 | 1 | 18 | 6060 | 8530 | 21 | 33.6 | 7 | 15 | 0
AMM-U-0478 | U | Rooftop | C-RAN | 3 | 3 | 0 | 3 | 3 | 3 | 0 | 0 | 1 | 18 | 6060 | 8530 | 21 | 33.6 | 7 | 15 | 0
AMM-U-0479 | U | Rooftop | C-RAN | 3 | 3 | 0 | 3 | 3 | 3 | 0 | 0 | 1 | 18 | 6060 | 8530 | 21 | 33.6 | 7 | 15 | 0
AMM-U-0480 | U | Rooftop | C-RAN | 3 | 3 | 0 | 3 | 3 | 3 | 0 | 0 | 1 | 18 | 6060 | 8530 | 21 | 33.6 | 7 | 15 | 0
AMM-U-0481 | U | Rooftop | C-RAN | 3 | 3 | 0 | 3 | 3 | 3 | 0 | 0 | 1 | 18 | 6060 | 8530 | 21 | 33.6 | 7 | 15 | 0
AMM-U-0482 | U | Rooftop | C-RAN | 3 | 3 | 0 | 3 | 3 | 3 | 0 | 0 | 1 | 18 | 6060 | 8530 | 21 | 33.6 | 7 | 15 | 0
AMM-U-0483 | U | Rooftop | C-RAN | 3 | 3 | 0 | 3 | 3 | 3 | 0 | 0 | 1 | 18 | 6060 | 8530 | 21 | 33.6 | 7 | 15 | 0
AMM-U-0484 | U | Rooftop | C-RAN | 3 | 3 | 0 | 3 | 3 | 3 | 0 | 0 | 1 | 18 | 6060 | 8530 | 21 | 33.6 | 7 | 15 | 0
AMM-U-0485 | U | Rooftop | C-RAN | 3 | 3 | 0 | 3 | 3 | 3 | 0 | 0 | 1 | 18 | 6060 | 8530 | 21 | 33.6 | 7 | 15 | 0
AMM-U-0486 | U | Rooftop | C-RAN | 3 | 3 | 0 | 3 | 3 | 3 | 0 | 0 | 1 | 18 | 6060 | 8530 | 21 | 33.6 | 7 | 15 | 0
AMM-U-0487 | U | Rooftop | C-RAN | 3 | 3 | 0 | 3 | 3 | 3 | 0 | 0 | 1 | 18 | 6060 | 8530 | 21 | 33.6 | 7 | 15 | 0
AMM-U-0488 | U | Rooftop | C-RAN | 3 | 3 | 0 | 3 | 3 | 3 | 0 | 0 | 1 | 18 | 6060 | 8530 | 21 | 33.6 | 7 | 15 | 0
AMM-U-0489 | U | Rooftop | C-RAN | 3 | 3 | 0 | 3 | 3 | 3 | 0 | 0 | 1 | 18 | 6060 | 8530 | 21 | 33.6 | 7 | 15 | 0
AMM-U-0490 | U | Rooftop | C-RAN | 3 | 3 | 0 | 3 | 3 | 3 | 0 | 0 | 1 | 18 | 6060 | 8530 | 21 | 33.6 | 7 | 15 | 0
AMM-U-0491 | U | Rooftop | C-RAN | 3 | 3 | 0 | 3 | 3 | 3 | 0 | 0 | 1 | 18 | 6060 | 8530 | 21 | 33.6 | 7 | 15 | 0
AMM-U-0492 | U | Rooftop | C-RAN | 3 | 3 | 0 | 3 | 3 | 3 | 0 | 0 | 1 | 18 | 6060 | 8530 | 21 | 33.6 | 7 | 15 | 0
AMM-U-0493 | U | Rooftop | C-RAN | 3 | 3 | 0 | 3 | 3 | 3 | 0 | 0 | 1 | 18 | 6060 | 8530 | 21 | 33.6 | 7 | 15 | 0
AMM-U-0494 | U | Rooftop | C-RAN | 3 | 3 | 0 | 3 | 3 | 3 | 0 | 0 | 1 | 18 | 6060 | 8530 | 21 | 33.6 | 7 | 15 | 0
AMM-U-0495 | U | Rooftop | C-RAN | 3 | 3 | 0 | 3 | 3 | 3 | 0 | 0 | 1 | 18 | 6060 | 8530 | 21 | 33.6 | 7 | 15 | 0
AMM-U-0496 | U | Rooftop | C-RAN | 3 | 3 | 0 | 3 | 3 | 3 | 0 | 0 | 1 | 18 | 6060 | 8530 | 21 | 33.6 | 7 | 15 | 0
AMM-U-0497 | U | Rooftop | C-RAN | 3 | 3 | 0 | 3 | 3 | 3 | 0 | 0 | 1 | 18 | 6060 | 8530 | 21 | 33.6 | 7 | 15 | 0
AMM-U-0498 | U | Rooftop | C-RAN | 3 | 3 | 0 | 3 | 3 | 3 | 0 | 0 | 1 | 18 | 6060 | 8530 | 21 | 33.6 | 7 | 15 | 0
AMM-U-0499 | U | Rooftop | C-RAN | 3 | 3 | 0 | 3 | 3 | 3 | 0 | 0 | 1 | 18 | 6060 | 8530 | 21 | 33.6 | 7 | 15 | 0
AMM-U-0500 | U | Rooftop | C-RAN | 3 | 3 | 0 | 3 | 3 | 3 | 0 | 0 | 1 | 18 | 6060 | 8530 | 21 | 33.6 | 7 | 15 | 0
AMM-U-0501 | U | Rooftop | C-RAN | 3 | 3 | 0 | 3 | 3 | 3 | 0 | 0 | 1 | 18 | 6060 | 8530 | 21 | 33.6 | 7 | 15 | 0
AMM-U-0502 | U | Rooftop | C-RAN | 3 | 3 | 0 | 3 | 3 | 3 | 0 | 0 | 1 | 18 | 6060 | 8530 | 21 | 33.6 | 7 | 15 | 0
AMM-U-0503 | U | Rooftop | C-RAN | 3 | 3 | 0 | 3 | 3 | 3 | 0 | 0 | 1 | 18 | 6060 | 8530 | 21 | 33.6 | 7 | 15 | 0
AMM-U-0504 | U | Rooftop | C-RAN | 3 | 3 | 0 | 3 | 3 | 3 | 0 | 0 | 1 | 18 | 6060 | 8530 | 21 | 33.6 | 7 | 15 | 0
AMM-U-0505 | U | Rooftop | C-RAN | 3 | 3 | 0 | 3 | 3 | 3 | 0 | 0 | 1 | 18 | 6060 | 8530 | 21 | 33.6 | 7 | 15 | 0
AMM-U-0506 | U | Rooftop | C-RAN | 3 | 3 | 0 | 3 | 3 | 3 | 0 | 0 | 1 | 18 | 6060 | 8530 | 21 | 33.6 | 7 | 15 | 0
AMM-U-0507 | U | Rooftop | C-RAN | 3 | 3 | 0 | 3 | 3 | 3 | 0 | 0 | 1 | 18 | 6060 | 8530 | 21 | 33.6 | 7 | 15 | 0
AMM-U-0508 | U | Rooftop | C-RAN | 3 | 3 | 0 | 3 | 3 | 3 | 0 | 0 | 1 | 18 | 6060 | 8530 | 21 | 33.6 | 7 | 15 | 0
AMM-U-0509 | U | Rooftop | C-RAN | 3 | 3 | 0 | 3 | 3 | 3 | 0 | 0 | 1 | 18 | 6060 | 8530 | 21 | 33.6 | 7 | 15 | 0
AMM-U-0510 | U | Rooftop | C-RAN | 3 | 3 | 0 | 3 | 3 | 3 | 0 | 0 | 1 | 18 | 6060 | 8530 | 21 | 33.6 | 7 | 15 | 0
AMM-U-0511 | U | Rooftop | C-RAN | 3 | 3 | 0 | 3 | 3 | 3 | 0 | 0 | 1 | 18 | 6060 | 8530 | 21 | 33.6 | 7 | 15 | 0
AMM-U-0512 | U | Rooftop | C-RAN | 3 | 3 | 0 | 3 | 3 | 3 | 0 | 0 | 1 | 18 | 6060 | 8530 | 21 | 33.6 | 7 | 15 | 0
AMM-U-0513 | U | Rooftop | C-RAN | 3 | 3 | 0 | 3 | 3 | 3 | 0 | 0 | 1 | 18 | 6060 | 8530 | 21 | 33.6 | 7 | 15 | 0
AMM-U-0514 | U | Rooftop | C-RAN | 3 | 3 | 0 | 3 | 3 | 3 | 0 | 0 | 1 | 18 | 6060 | 8530 | 21 | 33.6 | 7 | 15 | 0
AMM-U-0515 | U | Rooftop | C-RAN | 3 | 3 | 0 | 3 | 3 | 3 | 0 | 0 | 1 | 18 | 6060 | 8530 | 21 | 33.6 | 7 | 15 | 0
AMM-U-0516 | U | Rooftop | C-RAN | 3 | 3 | 0 | 3 | 3 | 3 | 0 | 0 | 1 | 18 | 6060 | 8530 | 21 | 33.6 | 7 | 15 | 0
AMM-U-0517 | U | Rooftop | C-RAN | 3 | 3 | 0 | 3 | 3 | 3 | 0 | 0 | 1 | 18 | 6060 | 8530 | 21 | 33.6 | 7 | 15 | 0
AMM-U-0518 | U | Rooftop | C-RAN | 3 | 3 | 0 | 3 | 3 | 3 | 0 | 0 | 1 | 18 | 6060 | 8530 | 21 | 33.6 | 7 | 15 | 0
AMM-U-0519 | U | Rooftop | C-RAN | 3 | 3 | 0 | 3 | 3 | 3 | 0 | 0 | 1 | 18 | 6060 | 8530 | 21 | 33.6 | 7 | 15 | 0
AMM-U-0520 | U | Rooftop | C-RAN | 3 | 3 | 0 | 3 | 3 | 3 | 0 | 0 | 1 | 18 | 6060 | 8530 | 21 | 33.6 | 7 | 15 | 0
AMM-U-0521 | U | Rooftop | C-RAN | 3 | 3 | 0 | 3 | 3 | 3 | 0 | 0 | 1 | 18 | 6060 | 8530 | 21 | 33.6 | 7 | 15 | 0
AMM-U-0522 | U | Rooftop | C-RAN | 3 | 3 | 0 | 3 | 3 | 3 | 0 | 0 | 1 | 18 | 6060 | 8530 | 21 | 33.6 | 7 | 15 | 0
AMM-U-0523 | U | Rooftop | C-RAN | 3 | 3 | 0 | 3 | 3 | 3 | 0 | 0 | 1 | 18 | 6060 | 8530 | 21 | 33.6 | 7 | 15 | 0
AMM-U-0524 | U | Rooftop | C-RAN | 3 | 3 | 0 | 3 | 3 | 3 | 0 | 0 | 1 | 18 | 6060 | 8530 | 21 | 33.6 | 7 | 15 | 0
AMM-U-0525 | U | Rooftop | C-RAN | 3 | 3 | 0 | 3 | 3 | 3 | 0 | 0 | 1 | 18 | 6060 | 8530 | 21 | 33.6 | 7 | 15 | 0
AMM-U-0526 | U | Monopole / greenfield | C-RAN | 3 | 3 | 0 | 3 | 3 | 3 | 0 | 0 | 1 | 18 | 6060 | 8530 | 21 | 33.6 | 7 | 15 | 0
AMM-U-0527 | U | Monopole / greenfield | C-RAN | 3 | 3 | 0 | 3 | 3 | 3 | 0 | 0 | 1 | 18 | 6060 | 8530 | 21 | 33.6 | 7 | 15 | 0
AMM-U-0528 | U | Monopole / greenfield | C-RAN | 3 | 3 | 0 | 3 | 3 | 3 | 0 | 0 | 1 | 18 | 6060 | 8530 | 21 | 33.6 | 7 | 15 | 0
AMM-U-0529 | U | Monopole / greenfield | C-RAN | 3 | 3 | 0 | 3 | 3 | 3 | 0 | 0 | 1 | 18 | 6060 | 8530 | 21 | 33.6 | 7 | 15 | 0
AMM-U-0530 | U | Monopole / greenfield | C-RAN | 3 | 3 | 0 | 3 | 3 | 3 | 0 | 0 | 1 | 18 | 6060 | 8530 | 21 | 33.6 | 7 | 15 | 0
AMM-U-0531 | U | Rooftop | C-RAN | 3 | 3 | 0 | 3 | 3 | 3 | 0 | 0 | 1 | 18 | 6060 | 8530 | 21 | 33.6 | 7 | 15 | 0
AMM-U-0532 | U | Rooftop | C-RAN | 3 | 3 | 0 | 3 | 3 | 3 | 0 | 0 | 1 | 18 | 6060 | 8530 | 21 | 33.6 | 7 | 15 | 0
AMM-U-0533 | U | Rooftop | C-RAN | 3 | 3 | 0 | 3 | 3 | 3 | 0 | 0 | 1 | 18 | 6060 | 8530 | 21 | 33.6 | 7 | 15 | 0
AMM-U-0534 | U | Rooftop | C-RAN | 3 | 3 | 0 | 3 | 3 | 3 | 0 | 0 | 1 | 18 | 6060 | 8530 | 21 | 33.6 | 7 | 15 | 0
AMM-U-0535 | U | Rooftop | C-RAN | 3 | 3 | 0 | 3 | 3 | 3 | 0 | 0 | 1 | 18 | 6060 | 8530 | 21 | 33.6 | 7 | 15 | 0
AMM-U-0536 | U | Rooftop | C-RAN | 3 | 3 | 0 | 3 | 3 | 3 | 0 | 0 | 1 | 18 | 6060 | 8530 | 21 | 33.6 | 7 | 15 | 0
AMM-U-0537 | U | Rooftop | C-RAN | 3 | 3 | 0 | 3 | 3 | 3 | 0 | 0 | 1 | 18 | 6060 | 8530 | 21 | 33.6 | 7 | 15 | 0
AMM-U-0538 | U | Rooftop | C-RAN | 3 | 3 | 0 | 3 | 3 | 3 | 0 | 0 | 1 | 18 | 6060 | 8530 | 21 | 33.6 | 7 | 15 | 0
AMM-U-0539 | U | Rooftop | C-RAN | 3 | 3 | 0 | 3 | 3 | 3 | 0 | 0 | 1 | 18 | 6060 | 8530 | 21 | 33.6 | 7 | 15 | 0
AMM-U-0540 | U | Rooftop | C-RAN | 3 | 3 | 0 | 3 | 3 | 3 | 0 | 0 | 1 | 18 | 6060 | 8530 | 21 | 33.6 | 7 | 15 | 0
AMM-U-0541 | U | Rooftop | C-RAN | 3 | 3 | 0 | 3 | 3 | 3 | 0 | 0 | 1 | 18 | 6060 | 8530 | 21 | 33.6 | 7 | 15 | 0
AMM-U-0542 | U | Rooftop | C-RAN | 3 | 3 | 0 | 3 | 3 | 3 | 0 | 0 | 1 | 18 | 6060 | 8530 | 21 | 33.6 | 7 | 15 | 0
AMM-U-0543 | U | Rooftop | C-RAN | 3 | 3 | 0 | 3 | 3 | 3 | 0 | 0 | 1 | 18 | 6060 | 8530 | 21 | 33.6 | 7 | 15 | 0
AMM-U-0544 | U | Rooftop | C-RAN | 3 | 3 | 0 | 3 | 3 | 3 | 0 | 0 | 1 | 18 | 6060 | 8530 | 21 | 33.6 | 7 | 15 | 0
AMM-U-0545 | U | Rooftop | C-RAN | 3 | 3 | 0 | 3 | 3 | 3 | 0 | 0 | 1 | 18 | 6060 | 8530 | 21 | 33.6 | 7 | 15 | 0
AMM-U-0546 | U | Rooftop | C-RAN | 3 | 3 | 0 | 3 | 3 | 3 | 0 | 0 | 1 | 18 | 6060 | 8530 | 21 | 33.6 | 7 | 15 | 0
AMM-U-0547 | U | Rooftop | C-RAN | 3 | 3 | 0 | 3 | 3 | 3 | 0 | 0 | 1 | 18 | 6060 | 8530 | 21 | 33.6 | 7 | 15 | 0
AMM-U-0548 | U | Rooftop | C-RAN | 3 | 3 | 0 | 3 | 3 | 3 | 0 | 0 | 1 | 18 | 6060 | 8530 | 21 | 33.6 | 7 | 15 | 0
AMM-U-0549 | U | Rooftop | C-RAN | 3 | 3 | 0 | 3 | 3 | 3 | 0 | 0 | 1 | 18 | 6060 | 8530 | 21 | 33.6 | 7 | 15 | 0
AMM-U-0550 | U | Rooftop | C-RAN | 3 | 3 | 0 | 3 | 3 | 3 | 0 | 0 | 1 | 18 | 6060 | 8530 | 21 | 33.6 | 7 | 15 | 0
AMM-U-0551 | U | Rooftop | C-RAN | 3 | 3 | 0 | 3 | 3 | 3 | 0 | 0 | 1 | 18 | 6060 | 8530 | 21 | 33.6 | 7 | 15 | 0
AMM-U-0552 | U | Rooftop | C-RAN | 3 | 3 | 0 | 3 | 3 | 3 | 0 | 0 | 1 | 18 | 6060 | 8530 | 21 | 33.6 | 7 | 15 | 0
AMM-U-0553 | U | Monopole / greenfield | C-RAN | 3 | 3 | 0 | 3 | 3 | 3 | 0 | 0 | 1 | 18 | 6060 | 8530 | 21 | 33.6 | 7 | 15 | 0
AMM-U-0554 | U | Monopole / greenfield | C-RAN | 3 | 3 | 0 | 3 | 3 | 3 | 0 | 0 | 1 | 18 | 6060 | 8530 | 21 | 33.6 | 7 | 15 | 0
AMM-U-0555 | U | Monopole / greenfield | C-RAN | 3 | 3 | 0 | 3 | 3 | 3 | 0 | 0 | 1 | 18 | 6060 | 8530 | 21 | 33.6 | 7 | 15 | 0
AMM-U-0556 | U | Monopole / greenfield | C-RAN | 3 | 3 | 0 | 3 | 3 | 3 | 0 | 0 | 1 | 18 | 6060 | 8530 | 21 | 33.6 | 7 | 15 | 0
AMM-U-0557 | U | Monopole / greenfield | C-RAN | 3 | 3 | 0 | 3 | 3 | 3 | 0 | 0 | 1 | 18 | 6060 | 8530 | 21 | 33.6 | 7 | 15 | 0
AMM-U-0558 | U | Rooftop | C-RAN | 3 | 3 | 0 | 3 | 3 | 3 | 0 | 0 | 1 | 18 | 6060 | 8530 | 21 | 33.6 | 7 | 15 | 0
AMM-U-0559 | U | Rooftop | C-RAN | 3 | 3 | 0 | 3 | 3 | 3 | 0 | 0 | 1 | 18 | 6060 | 8530 | 21 | 33.6 | 7 | 15 | 0
AMM-U-0560 | U | Rooftop | C-RAN | 3 | 3 | 0 | 3 | 3 | 3 | 0 | 0 | 1 | 18 | 6060 | 8530 | 21 | 33.6 | 7 | 15 | 0
AMM-U-0561 | U | Rooftop | C-RAN | 3 | 3 | 0 | 3 | 3 | 3 | 0 | 0 | 1 | 18 | 6060 | 8530 | 21 | 33.6 | 7 | 15 | 0
AMM-U-0562 | U | Rooftop | C-RAN | 3 | 3 | 0 | 3 | 3 | 3 | 0 | 0 | 1 | 18 | 6060 | 8530 | 21 | 33.6 | 7 | 15 | 0
AMM-U-0563 | U | Rooftop | C-RAN | 3 | 3 | 0 | 3 | 3 | 3 | 0 | 0 | 1 | 18 | 6060 | 8530 | 21 | 33.6 | 7 | 15 | 0
AMM-U-0564 | U | Rooftop | C-RAN | 3 | 3 | 0 | 3 | 3 | 3 | 0 | 0 | 1 | 18 | 6060 | 8530 | 21 | 33.6 | 7 | 15 | 0
AMM-U-0565 | U | Rooftop | C-RAN | 3 | 3 | 0 | 3 | 3 | 3 | 0 | 0 | 1 | 18 | 6060 | 8530 | 21 | 33.6 | 7 | 15 | 0
AMM-U-0566 | U | Rooftop | C-RAN | 3 | 3 | 0 | 3 | 3 | 3 | 0 | 0 | 1 | 18 | 6060 | 8530 | 21 | 33.6 | 7 | 15 | 0
AMM-U-0567 | U | Rooftop | C-RAN | 3 | 3 | 0 | 3 | 3 | 3 | 0 | 0 | 1 | 18 | 6060 | 8530 | 21 | 33.6 | 7 | 15 | 0
AMM-U-0568 | U | Rooftop | C-RAN | 3 | 3 | 0 | 3 | 3 | 3 | 0 | 0 | 1 | 18 | 6060 | 8530 | 21 | 33.6 | 7 | 15 | 0
AMM-U-0569 | U | Rooftop | C-RAN | 3 | 3 | 0 | 3 | 3 | 3 | 0 | 0 | 1 | 18 | 6060 | 8530 | 21 | 33.6 | 7 | 15 | 0
AMM-U-0570 | U | Rooftop | C-RAN | 3 | 3 | 0 | 3 | 3 | 3 | 0 | 0 | 1 | 18 | 6060 | 8530 | 21 | 33.6 | 7 | 15 | 0
AMM-U-0571 | U | Rooftop | C-RAN | 3 | 3 | 0 | 3 | 3 | 3 | 0 | 0 | 1 | 18 | 6060 | 8530 | 21 | 33.6 | 7 | 15 | 0
AMM-U-0572 | U | Rooftop | C-RAN | 3 | 3 | 0 | 3 | 3 | 3 | 0 | 0 | 1 | 18 | 6060 | 8530 | 21 | 33.6 | 7 | 15 | 0
AMM-U-0573 | U | Rooftop | C-RAN | 3 | 3 | 0 | 3 | 3 | 3 | 0 | 0 | 1 | 18 | 6060 | 8530 | 21 | 33.6 | 7 | 15 | 0
AMM-U-0574 | U | Rooftop | C-RAN | 3 | 3 | 0 | 3 | 3 | 3 | 0 | 0 | 1 | 18 | 6060 | 8530 | 21 | 33.6 | 7 | 15 | 0
AMM-U-0575 | U | Rooftop | C-RAN | 3 | 3 | 0 | 3 | 3 | 3 | 0 | 0 | 1 | 18 | 6060 | 8530 | 21 | 33.6 | 7 | 15 | 0
AMM-U-0576 | U | Rooftop | C-RAN | 3 | 3 | 0 | 3 | 3 | 3 | 0 | 0 | 1 | 18 | 6060 | 8530 | 21 | 33.6 | 7 | 15 | 0
AMM-U-0577 | U | Rooftop | C-RAN | 3 | 3 | 0 | 3 | 3 | 3 | 0 | 0 | 1 | 18 | 6060 | 8530 | 21 | 33.6 | 7 | 15 | 0
AMM-U-0578 | U | Rooftop | C-RAN | 3 | 3 | 0 | 3 | 3 | 3 | 0 | 0 | 1 | 18 | 6060 | 8530 | 21 | 33.6 | 7 | 15 | 0
AMM-U-0579 | U | Rooftop | C-RAN | 3 | 3 | 0 | 3 | 3 | 3 | 0 | 0 | 1 | 18 | 6060 | 8530 | 21 | 33.6 | 7 | 15 | 0
AMM-U-0580 | U | Rooftop | C-RAN | 3 | 3 | 0 | 3 | 3 | 3 | 0 | 0 | 1 | 18 | 6060 | 8530 | 21 | 33.6 | 7 | 15 | 0
AMM-U-0581 | U | Monopole / greenfield | C-RAN | 3 | 3 | 0 | 3 | 3 | 3 | 0 | 0 | 1 | 18 | 6060 | 8530 | 21 | 33.6 | 7 | 15 | 0
AMM-U-0582 | U | Monopole / greenfield | C-RAN | 3 | 3 | 0 | 3 | 3 | 3 | 0 | 0 | 1 | 18 | 6060 | 8530 | 21 | 33.6 | 7 | 15 | 0
AMM-U-0583 | U | Rooftop | C-RAN | 3 | 3 | 0 | 3 | 3 | 3 | 0 | 0 | 1 | 18 | 6060 | 8530 | 21 | 33.6 | 7 | 15 | 0
AMM-U-0584 | U | Monopole / greenfield | C-RAN | 3 | 3 | 0 | 3 | 3 | 3 | 0 | 0 | 1 | 18 | 6060 | 8530 | 21 | 33.6 | 7 | 15 | 0
AMM-U-0585 | U | Monopole / greenfield | C-RAN | 3 | 3 | 0 | 3 | 3 | 3 | 0 | 0 | 1 | 18 | 6060 | 8530 | 21 | 33.6 | 7 | 15 | 0
AMM-U-0586 | U | Monopole / greenfield | C-RAN | 3 | 3 | 0 | 3 | 3 | 3 | 0 | 0 | 1 | 18 | 6060 | 8530 | 21 | 33.6 | 7 | 15 | 0
AMM-U-0587 | U | Monopole / greenfield | C-RAN | 3 | 3 | 0 | 3 | 3 | 3 | 0 | 0 | 1 | 18 | 6060 | 8530 | 21 | 33.6 | 7 | 15 | 0
AMM-U-0588 | U | Monopole / greenfield | C-RAN | 3 | 3 | 0 | 3 | 3 | 3 | 0 | 0 | 1 | 18 | 6060 | 8530 | 21 | 33.6 | 7 | 15 | 0
AMM-U-0589 | U | Rooftop | C-RAN | 3 | 3 | 0 | 3 | 3 | 3 | 0 | 0 | 1 | 18 | 6060 | 8530 | 21 | 33.6 | 7 | 15 | 0
AMM-U-0590 | U | Rooftop | C-RAN | 3 | 3 | 0 | 3 | 3 | 3 | 0 | 0 | 1 | 18 | 6060 | 8530 | 21 | 33.6 | 7 | 15 | 0
AMM-U-0591 | U | Rooftop | C-RAN | 3 | 3 | 0 | 3 | 3 | 3 | 0 | 0 | 1 | 18 | 6060 | 8530 | 21 | 33.6 | 7 | 15 | 0
AMM-U-0592 | U | Rooftop | C-RAN | 3 | 3 | 0 | 3 | 3 | 3 | 0 | 0 | 1 | 18 | 6060 | 8530 | 21 | 33.6 | 7 | 15 | 0
AMM-U-0593 | U | Rooftop | C-RAN | 3 | 3 | 0 | 3 | 3 | 3 | 0 | 0 | 1 | 18 | 6060 | 8530 | 21 | 33.6 | 7 | 15 | 0
AMM-U-0594 | U | Rooftop | C-RAN | 3 | 3 | 0 | 3 | 3 | 3 | 0 | 0 | 1 | 18 | 6060 | 8530 | 21 | 33.6 | 7 | 15 | 0
AMM-U-0595 | U | Rooftop | C-RAN | 3 | 3 | 0 | 3 | 3 | 3 | 0 | 0 | 1 | 18 | 6060 | 8530 | 21 | 33.6 | 7 | 15 | 0
AMM-U-0596 | U | Rooftop | C-RAN | 3 | 3 | 0 | 3 | 3 | 3 | 0 | 0 | 1 | 18 | 6060 | 8530 | 21 | 33.6 | 7 | 15 | 0
AMM-U-0597 | U | Rooftop | C-RAN | 3 | 3 | 0 | 3 | 3 | 3 | 0 | 0 | 1 | 18 | 6060 | 8530 | 21 | 33.6 | 7 | 15 | 0
AMM-U-0598 | U | Rooftop | C-RAN | 3 | 3 | 0 | 3 | 3 | 3 | 0 | 0 | 1 | 18 | 6060 | 8530 | 21 | 33.6 | 7 | 15 | 0
AMM-U-0599 | U | Rooftop | C-RAN | 3 | 3 | 0 | 3 | 3 | 3 | 0 | 0 | 1 | 18 | 6060 | 8530 | 21 | 33.6 | 7 | 15 | 0
AMM-U-0600 | U | Rooftop | C-RAN | 3 | 3 | 0 | 3 | 3 | 3 | 0 | 0 | 1 | 18 | 6060 | 8530 | 21 | 33.6 | 7 | 15 | 0
AMM-U-0601 | U | Rooftop | C-RAN | 3 | 3 | 0 | 3 | 3 | 3 | 0 | 0 | 1 | 18 | 6060 | 8530 | 21 | 33.6 | 7 | 15 | 0
AMM-U-0602 | U | Rooftop | C-RAN | 3 | 3 | 0 | 3 | 3 | 3 | 0 | 0 | 1 | 18 | 6060 | 8530 | 21 | 33.6 | 7 | 15 | 0
AMM-U-0603 | U | Rooftop | C-RAN | 3 | 3 | 0 | 3 | 3 | 3 | 0 | 0 | 1 | 18 | 6060 | 8530 | 21 | 33.6 | 7 | 15 | 0
AMM-U-0604 | U | Rooftop | C-RAN | 3 | 3 | 0 | 3 | 3 | 3 | 0 | 0 | 1 | 18 | 6060 | 8530 | 21 | 33.6 | 7 | 15 | 0
AMM-U-0605 | U | Rooftop | C-RAN | 3 | 3 | 0 | 3 | 3 | 3 | 0 | 0 | 1 | 18 | 6060 | 8530 | 21 | 33.6 | 7 | 15 | 0
AMM-U-0606 | U | Rooftop | C-RAN | 3 | 3 | 0 | 3 | 3 | 3 | 0 | 0 | 1 | 18 | 6060 | 8530 | 21 | 33.6 | 7 | 15 | 0
AMM-U-0607 | U | Rooftop | C-RAN | 3 | 3 | 0 | 3 | 3 | 3 | 0 | 0 | 1 | 18 | 6060 | 8530 | 21 | 33.6 | 7 | 15 | 0
AMM-U-0608 | U | Rooftop | C-RAN | 3 | 3 | 0 | 3 | 3 | 3 | 0 | 0 | 1 | 18 | 6060 | 8530 | 21 | 33.6 | 7 | 15 | 0
AMM-U-0609 | U | Rooftop | C-RAN | 3 | 3 | 0 | 3 | 3 | 3 | 0 | 0 | 1 | 18 | 6060 | 8530 | 21 | 33.6 | 7 | 15 | 0
AMM-U-0610 | U | Rooftop | C-RAN | 3 | 3 | 0 | 3 | 3 | 3 | 0 | 0 | 1 | 18 | 6060 | 8530 | 21 | 33.6 | 7 | 15 | 0
AMM-U-0611 | U | Monopole / greenfield | C-RAN | 3 | 3 | 0 | 3 | 3 | 3 | 0 | 0 | 1 | 18 | 6060 | 8530 | 21 | 33.6 | 7 | 15 | 0
AMM-U-0612 | U | Monopole / greenfield | C-RAN | 3 | 3 | 0 | 3 | 3 | 3 | 0 | 0 | 1 | 18 | 6060 | 8530 | 21 | 33.6 | 7 | 15 | 0
AMM-U-0613 | U | Monopole / greenfield | C-RAN | 3 | 3 | 0 | 3 | 3 | 3 | 0 | 0 | 1 | 18 | 6060 | 8530 | 21 | 33.6 | 7 | 15 | 0
AMM-U-0614 | U | Monopole / greenfield | C-RAN | 3 | 3 | 0 | 3 | 3 | 3 | 0 | 0 | 1 | 18 | 6060 | 8530 | 21 | 33.6 | 7 | 15 | 0
AMM-U-0615 | U | Monopole / greenfield | C-RAN | 3 | 3 | 0 | 3 | 3 | 3 | 0 | 0 | 1 | 18 | 6060 | 8530 | 21 | 33.6 | 7 | 15 | 0
AMM-U-0616 | U | Monopole / greenfield | C-RAN | 3 | 3 | 0 | 3 | 3 | 3 | 0 | 0 | 1 | 18 | 6060 | 8530 | 21 | 33.6 | 7 | 15 | 0
AMM-U-0617 | U | Monopole / greenfield | C-RAN | 3 | 3 | 0 | 3 | 3 | 3 | 0 | 0 | 1 | 18 | 6060 | 8530 | 21 | 33.6 | 7 | 15 | 0
AMM-U-0618 | U | Monopole / greenfield | C-RAN | 3 | 3 | 0 | 3 | 3 | 3 | 0 | 0 | 1 | 18 | 6060 | 8530 | 21 | 33.6 | 7 | 15 | 0
AMM-U-0619 | U | Monopole / greenfield | C-RAN | 3 | 3 | 0 | 3 | 3 | 3 | 0 | 0 | 1 | 18 | 6060 | 8530 | 21 | 33.6 | 7 | 15 | 0
AMM-U-0620 | U | Monopole / greenfield | C-RAN | 3 | 3 | 0 | 3 | 3 | 3 | 0 | 0 | 1 | 18 | 6060 | 8530 | 21 | 33.6 | 7 | 15 | 0
AMM-U-0621 | U | Rooftop | C-RAN | 3 | 3 | 0 | 3 | 3 | 3 | 0 | 0 | 1 | 18 | 6060 | 8530 | 21 | 33.6 | 7 | 15 | 0
AMM-U-0622 | U | Rooftop | C-RAN | 3 | 3 | 0 | 3 | 3 | 3 | 0 | 0 | 1 | 18 | 6060 | 8530 | 21 | 33.6 | 7 | 15 | 0
AMM-U-0623 | U | Rooftop | C-RAN | 3 | 3 | 0 | 3 | 3 | 3 | 0 | 0 | 1 | 18 | 6060 | 8530 | 21 | 33.6 | 7 | 15 | 0
AMM-U-0624 | U | Rooftop | C-RAN | 3 | 3 | 0 | 3 | 3 | 3 | 0 | 0 | 1 | 18 | 6060 | 8530 | 21 | 33.6 | 7 | 15 | 0
AMM-U-0625 | U | Rooftop | C-RAN | 3 | 3 | 0 | 3 | 3 | 3 | 0 | 0 | 1 | 18 | 6060 | 8530 | 21 | 33.6 | 7 | 15 | 0
AMM-U-0626 | U | Rooftop | C-RAN | 3 | 3 | 0 | 3 | 3 | 3 | 0 | 0 | 1 | 18 | 6060 | 8530 | 21 | 33.6 | 7 | 15 | 0
AMM-U-0627 | U | Rooftop | C-RAN | 3 | 3 | 0 | 3 | 3 | 3 | 0 | 0 | 1 | 18 | 6060 | 8530 | 21 | 33.6 | 7 | 15 | 0
AMM-U-0628 | U | Rooftop | C-RAN | 3 | 3 | 0 | 3 | 3 | 3 | 0 | 0 | 1 | 18 | 6060 | 8530 | 21 | 33.6 | 7 | 15 | 0
AMM-U-0629 | U | Rooftop | C-RAN | 3 | 3 | 0 | 3 | 3 | 3 | 0 | 0 | 1 | 18 | 6060 | 8530 | 21 | 33.6 | 7 | 15 | 0
AMM-U-0630 | U | Rooftop | C-RAN | 3 | 3 | 0 | 3 | 3 | 3 | 0 | 0 | 1 | 18 | 6060 | 8530 | 21 | 33.6 | 7 | 15 | 0
AMM-U-0631 | U | Rooftop | C-RAN | 3 | 3 | 0 | 3 | 3 | 3 | 0 | 0 | 1 | 18 | 6060 | 8530 | 21 | 33.6 | 7 | 15 | 0
AMM-U-0632 | U | Rooftop | C-RAN | 3 | 3 | 0 | 3 | 3 | 3 | 0 | 0 | 1 | 18 | 6060 | 8530 | 21 | 33.6 | 7 | 15 | 0
AMM-U-0633 | U | Rooftop | C-RAN | 3 | 3 | 0 | 3 | 3 | 3 | 0 | 0 | 1 | 18 | 6060 | 8530 | 21 | 33.6 | 7 | 15 | 0
AMM-U-0634 | U | Rooftop | C-RAN | 3 | 3 | 0 | 3 | 3 | 3 | 0 | 0 | 1 | 18 | 6060 | 8530 | 21 | 33.6 | 7 | 15 | 0
AMM-U-0635 | U | Rooftop | C-RAN | 3 | 3 | 0 | 3 | 3 | 3 | 0 | 0 | 1 | 18 | 6060 | 8530 | 21 | 33.6 | 7 | 15 | 0
AMM-U-0636 | U | Rooftop | C-RAN | 3 | 3 | 0 | 3 | 3 | 3 | 0 | 0 | 1 | 18 | 6060 | 8530 | 21 | 33.6 | 7 | 15 | 0
AMM-U-0637 | U | Rooftop | C-RAN | 3 | 3 | 0 | 3 | 3 | 3 | 0 | 0 | 1 | 18 | 6060 | 8530 | 21 | 33.6 | 7 | 15 | 0
AMM-U-0638 | U | Rooftop | C-RAN | 3 | 3 | 0 | 3 | 3 | 3 | 0 | 0 | 1 | 18 | 6060 | 8530 | 21 | 33.6 | 7 | 15 | 0
AMM-U-0639 | U | Rooftop | C-RAN | 3 | 3 | 0 | 3 | 3 | 3 | 0 | 0 | 1 | 18 | 6060 | 8530 | 21 | 33.6 | 7 | 15 | 0
AMM-U-0640 | U | Rooftop | C-RAN | 3 | 3 | 0 | 3 | 3 | 3 | 0 | 0 | 1 | 18 | 6060 | 8530 | 21 | 33.6 | 7 | 15 | 0
AMM-U-0641 | U | Rooftop | C-RAN | 3 | 3 | 0 | 3 | 3 | 3 | 0 | 0 | 1 | 18 | 6060 | 8530 | 21 | 33.6 | 7 | 15 | 0
AMM-U-0642 | U | Monopole / greenfield | C-RAN | 3 | 3 | 0 | 3 | 3 | 3 | 0 | 0 | 1 | 18 | 6060 | 8530 | 21 | 33.6 | 7 | 15 | 0
AMM-U-0643 | U | Monopole / greenfield | C-RAN | 3 | 3 | 0 | 3 | 3 | 3 | 0 | 0 | 1 | 18 | 6060 | 8530 | 21 | 33.6 | 7 | 15 | 0
AMM-U-0644 | U | Monopole / greenfield | C-RAN | 3 | 3 | 0 | 3 | 3 | 3 | 0 | 0 | 1 | 18 | 6060 | 8530 | 21 | 33.6 | 7 | 15 | 0
AMM-U-0645 | U | Monopole / greenfield | C-RAN | 3 | 3 | 0 | 3 | 3 | 3 | 0 | 0 | 1 | 18 | 6060 | 8530 | 21 | 33.6 | 7 | 15 | 0
AMM-U-0646 | U | Monopole / greenfield | C-RAN | 3 | 3 | 0 | 3 | 3 | 3 | 0 | 0 | 1 | 18 | 6060 | 8530 | 21 | 33.6 | 7 | 15 | 0
AMM-U-0647 | U | Monopole / greenfield | C-RAN | 3 | 3 | 0 | 3 | 3 | 3 | 0 | 0 | 1 | 18 | 6060 | 8530 | 21 | 33.6 | 7 | 15 | 0
AMM-U-0648 | U | Monopole / greenfield | C-RAN | 3 | 3 | 0 | 3 | 3 | 3 | 0 | 0 | 1 | 18 | 6060 | 8530 | 21 | 33.6 | 7 | 15 | 0
AMM-U-0649 | U | Monopole / greenfield | C-RAN | 3 | 3 | 0 | 3 | 3 | 3 | 0 | 0 | 1 | 18 | 6060 | 8530 | 21 | 33.6 | 7 | 15 | 0
AMM-U-0650 | U | Monopole / greenfield | C-RAN | 3 | 3 | 0 | 3 | 3 | 3 | 0 | 0 | 1 | 18 | 6060 | 8530 | 21 | 33.6 | 7 | 15 | 0
AMM-U-0651 | U | Monopole / greenfield | C-RAN | 3 | 3 | 0 | 3 | 3 | 3 | 0 | 0 | 1 | 18 | 6060 | 8530 | 21 | 33.6 | 7 | 15 | 0
AMM-U-0652 | U | Monopole / greenfield | C-RAN | 3 | 3 | 0 | 3 | 3 | 3 | 0 | 0 | 1 | 18 | 6060 | 8530 | 21 | 33.6 | 7 | 15 | 0
AMM-U-0653 | U | Monopole / greenfield | C-RAN | 3 | 3 | 0 | 3 | 3 | 3 | 0 | 0 | 1 | 18 | 6060 | 8530 | 21 | 33.6 | 7 | 15 | 0
AMM-U-0654 | U | Monopole / greenfield | C-RAN | 3 | 3 | 0 | 3 | 3 | 3 | 0 | 0 | 1 | 18 | 6060 | 8530 | 21 | 33.6 | 7 | 15 | 0
AMM-U-0655 | U | Monopole / greenfield | C-RAN | 3 | 3 | 0 | 3 | 3 | 3 | 0 | 0 | 1 | 18 | 6060 | 8530 | 21 | 33.6 | 7 | 15 | 0
AMM-U-0656 | U | Rooftop | C-RAN | 3 | 3 | 0 | 3 | 3 | 3 | 0 | 0 | 1 | 18 | 6060 | 8530 | 21 | 33.6 | 7 | 15 | 0
AMM-U-0657 | U | Rooftop | C-RAN | 3 | 3 | 0 | 3 | 3 | 3 | 0 | 0 | 1 | 18 | 6060 | 8530 | 21 | 33.6 | 7 | 15 | 0
AMM-U-0658 | U | Rooftop | C-RAN | 3 | 3 | 0 | 3 | 3 | 3 | 0 | 0 | 1 | 18 | 6060 | 8530 | 21 | 33.6 | 7 | 15 | 0
AMM-U-0659 | U | Rooftop | C-RAN | 3 | 3 | 0 | 3 | 3 | 3 | 0 | 0 | 1 | 18 | 6060 | 8530 | 21 | 33.6 | 7 | 15 | 0
AMM-U-0660 | U | Rooftop | C-RAN | 3 | 3 | 0 | 3 | 3 | 3 | 0 | 0 | 1 | 18 | 6060 | 8530 | 21 | 33.6 | 7 | 15 | 0
AMM-U-0661 | U | Rooftop | C-RAN | 3 | 3 | 0 | 3 | 3 | 3 | 0 | 0 | 1 | 18 | 6060 | 8530 | 21 | 33.6 | 7 | 15 | 0
AMM-U-0662 | U | Rooftop | C-RAN | 3 | 3 | 0 | 3 | 3 | 3 | 0 | 0 | 1 | 18 | 6060 | 8530 | 21 | 33.6 | 7 | 15 | 0
AMM-U-0663 | U | Rooftop | C-RAN | 3 | 3 | 0 | 3 | 3 | 3 | 0 | 0 | 1 | 18 | 6060 | 8530 | 21 | 33.6 | 7 | 15 | 0
AMM-U-0664 | U | Rooftop | C-RAN | 3 | 3 | 0 | 3 | 3 | 3 | 0 | 0 | 1 | 18 | 6060 | 8530 | 21 | 33.6 | 7 | 15 | 0
AMM-U-0665 | U | Rooftop | C-RAN | 3 | 3 | 0 | 3 | 3 | 3 | 0 | 0 | 1 | 18 | 6060 | 8530 | 21 | 33.6 | 7 | 15 | 0
AMM-U-0666 | U | Rooftop | C-RAN | 3 | 3 | 0 | 3 | 3 | 3 | 0 | 0 | 1 | 18 | 6060 | 8530 | 21 | 33.6 | 7 | 15 | 0
AMM-U-0667 | U | Rooftop | C-RAN | 3 | 3 | 0 | 3 | 3 | 3 | 0 | 0 | 1 | 18 | 6060 | 8530 | 21 | 33.6 | 7 | 15 | 0
AMM-U-0668 | U | Rooftop | C-RAN | 3 | 3 | 0 | 3 | 3 | 3 | 0 | 0 | 1 | 18 | 6060 | 8530 | 21 | 33.6 | 7 | 15 | 0
AMM-U-0669 | U | Rooftop | C-RAN | 3 | 3 | 0 | 3 | 3 | 3 | 0 | 0 | 1 | 18 | 6060 | 8530 | 21 | 33.6 | 7 | 15 | 0
AMM-U-0670 | U | Rooftop | C-RAN | 3 | 3 | 0 | 3 | 3 | 3 | 0 | 0 | 1 | 18 | 6060 | 8530 | 21 | 33.6 | 7 | 15 | 0
AMM-U-0671 | U | Rooftop | C-RAN | 3 | 3 | 0 | 3 | 3 | 3 | 0 | 0 | 1 | 18 | 6060 | 8530 | 21 | 33.6 | 7 | 15 | 0
AMM-U-0672 | U | Rooftop | C-RAN | 3 | 3 | 0 | 3 | 3 | 3 | 0 | 0 | 1 | 18 | 6060 | 8530 | 21 | 33.6 | 7 | 15 | 0
AMM-U-0673 | U | Rooftop | C-RAN | 3 | 3 | 0 | 3 | 3 | 3 | 0 | 0 | 1 | 18 | 6060 | 8530 | 21 | 33.6 | 7 | 15 | 0
AMM-U-0674 | U | Rooftop | C-RAN | 3 | 3 | 0 | 3 | 3 | 3 | 0 | 0 | 1 | 18 | 6060 | 8530 | 21 | 33.6 | 7 | 15 | 0
AMM-U-0675 | U | Rooftop | C-RAN | 3 | 3 | 0 | 3 | 3 | 3 | 0 | 0 | 1 | 18 | 6060 | 8530 | 21 | 33.6 | 7 | 15 | 0
AMM-U-0676 | U | Monopole / greenfield | C-RAN | 3 | 3 | 0 | 3 | 3 | 3 | 0 | 0 | 1 | 18 | 6060 | 8530 | 21 | 33.6 | 7 | 15 | 0
AMM-U-0677 | U | Monopole / greenfield | C-RAN | 3 | 3 | 0 | 3 | 3 | 3 | 0 | 0 | 1 | 18 | 6060 | 8530 | 21 | 33.6 | 7 | 15 | 0
AMM-U-0678 | U | Monopole / greenfield | D-RAN | 3 | 3 | 0 | 3 | 3 | 3 | 1 | 1 | 0 | 18 | 6470 | 9100 | 21 | 38.4 | 8 | 15 | 0
AMM-U-0679 | U | Monopole / greenfield | D-RAN | 3 | 3 | 0 | 3 | 3 | 3 | 1 | 1 | 0 | 18 | 6470 | 9100 | 21 | 38.4 | 8 | 15 | 0
AMM-U-0680 | U | Monopole / greenfield | C-RAN | 3 | 3 | 0 | 3 | 3 | 3 | 0 | 0 | 1 | 18 | 6060 | 8530 | 21 | 33.6 | 7 | 15 | 0
AMM-U-0681 | U | Monopole / greenfield | C-RAN | 3 | 3 | 0 | 3 | 3 | 3 | 0 | 0 | 1 | 18 | 6060 | 8530 | 21 | 33.6 | 7 | 15 | 0
AMM-U-0682 | U | Monopole / greenfield | C-RAN | 3 | 3 | 0 | 3 | 3 | 3 | 0 | 0 | 1 | 18 | 6060 | 8530 | 21 | 33.6 | 7 | 15 | 0
AMM-U-0683 | U | Monopole / greenfield | C-RAN | 3 | 3 | 0 | 3 | 3 | 3 | 0 | 0 | 1 | 18 | 6060 | 8530 | 21 | 33.6 | 7 | 15 | 0
AMM-U-0684 | U | Monopole / greenfield | C-RAN | 3 | 3 | 0 | 3 | 3 | 3 | 0 | 0 | 1 | 18 | 6060 | 8530 | 21 | 33.6 | 7 | 15 | 0
AMM-U-0685 | U | Monopole / greenfield | C-RAN | 3 | 3 | 0 | 3 | 3 | 3 | 0 | 0 | 1 | 18 | 6060 | 8530 | 21 | 33.6 | 7 | 15 | 0
AMM-U-0686 | U | Monopole / greenfield | C-RAN | 3 | 3 | 0 | 3 | 3 | 3 | 0 | 0 | 1 | 18 | 6060 | 8530 | 21 | 33.6 | 7 | 15 | 0
AMM-U-0687 | U | Monopole / greenfield | C-RAN | 3 | 3 | 0 | 3 | 3 | 3 | 0 | 0 | 1 | 18 | 6060 | 8530 | 21 | 33.6 | 7 | 15 | 0
AMM-U-0688 | U | Monopole / greenfield | C-RAN | 3 | 3 | 0 | 3 | 3 | 3 | 0 | 0 | 1 | 18 | 6060 | 8530 | 21 | 33.6 | 7 | 15 | 0
AMM-U-0689 | U | Monopole / greenfield | C-RAN | 3 | 3 | 0 | 3 | 3 | 3 | 0 | 0 | 1 | 18 | 6060 | 8530 | 21 | 33.6 | 7 | 15 | 0
AMM-U-0690 | U | Monopole / greenfield | C-RAN | 3 | 3 | 0 | 3 | 3 | 3 | 0 | 0 | 1 | 18 | 6060 | 8530 | 21 | 33.6 | 7 | 15 | 0
AMM-U-0691 | U | Monopole / greenfield | C-RAN | 3 | 3 | 0 | 3 | 3 | 3 | 0 | 0 | 1 | 18 | 6060 | 8530 | 21 | 33.6 | 7 | 15 | 0
AMM-U-0692 | U | Rooftop | C-RAN | 3 | 3 | 0 | 3 | 3 | 3 | 0 | 0 | 1 | 18 | 6060 | 8530 | 21 | 33.6 | 7 | 15 | 0
AMM-U-0693 | U | Rooftop | C-RAN | 3 | 3 | 0 | 3 | 3 | 3 | 0 | 0 | 1 | 18 | 6060 | 8530 | 21 | 33.6 | 7 | 15 | 0
AMM-U-0694 | U | Rooftop | C-RAN | 3 | 3 | 0 | 3 | 3 | 3 | 0 | 0 | 1 | 18 | 6060 | 8530 | 21 | 33.6 | 7 | 15 | 0
AMM-U-0695 | U | Rooftop | C-RAN | 3 | 3 | 0 | 3 | 3 | 3 | 0 | 0 | 1 | 18 | 6060 | 8530 | 21 | 33.6 | 7 | 15 | 0
AMM-U-0696 | U | Rooftop | C-RAN | 3 | 3 | 0 | 3 | 3 | 3 | 0 | 0 | 1 | 18 | 6060 | 8530 | 21 | 33.6 | 7 | 15 | 0
AMM-U-0697 | U | Rooftop | C-RAN | 3 | 3 | 0 | 3 | 3 | 3 | 0 | 0 | 1 | 18 | 6060 | 8530 | 21 | 33.6 | 7 | 15 | 0
AMM-U-0698 | U | Rooftop | C-RAN | 3 | 3 | 0 | 3 | 3 | 3 | 0 | 0 | 1 | 18 | 6060 | 8530 | 21 | 33.6 | 7 | 15 | 0
AMM-U-0699 | U | Rooftop | C-RAN | 3 | 3 | 0 | 3 | 3 | 3 | 0 | 0 | 1 | 18 | 6060 | 8530 | 21 | 33.6 | 7 | 15 | 0
AMM-U-0700 | U | Rooftop | C-RAN | 3 | 3 | 0 | 3 | 3 | 3 | 0 | 0 | 1 | 18 | 6060 | 8530 | 21 | 33.6 | 7 | 15 | 0
AMM-U-0701 | U | Rooftop | C-RAN | 3 | 3 | 0 | 3 | 3 | 3 | 0 | 0 | 1 | 18 | 6060 | 8530 | 21 | 33.6 | 7 | 15 | 0
AMM-U-0702 | U | Rooftop | C-RAN | 3 | 3 | 0 | 3 | 3 | 3 | 0 | 0 | 1 | 18 | 6060 | 8530 | 21 | 33.6 | 7 | 15 | 0
AMM-U-0703 | U | Rooftop | C-RAN | 3 | 3 | 0 | 3 | 3 | 3 | 0 | 0 | 1 | 18 | 6060 | 8530 | 21 | 33.6 | 7 | 15 | 0
AMM-U-0704 | U | Rooftop | C-RAN | 3 | 3 | 0 | 3 | 3 | 3 | 0 | 0 | 1 | 18 | 6060 | 8530 | 21 | 33.6 | 7 | 15 | 0
AMM-U-0705 | U | Rooftop | C-RAN | 3 | 3 | 0 | 3 | 3 | 3 | 0 | 0 | 1 | 18 | 6060 | 8530 | 21 | 33.6 | 7 | 15 | 0
AMM-U-0706 | U | Rooftop | C-RAN | 3 | 3 | 0 | 3 | 3 | 3 | 0 | 0 | 1 | 18 | 6060 | 8530 | 21 | 33.6 | 7 | 15 | 0
AMM-U-0707 | U | Monopole / greenfield | C-RAN | 3 | 3 | 0 | 3 | 3 | 3 | 0 | 0 | 1 | 18 | 6060 | 8530 | 21 | 33.6 | 7 | 15 | 0
AMM-U-0708 | U | Monopole / greenfield | D-RAN | 3 | 3 | 0 | 3 | 3 | 3 | 1 | 1 | 0 | 18 | 6470 | 9100 | 21 | 38.4 | 8 | 15 | 0
AMM-U-0709 | U | Monopole / greenfield | D-RAN | 3 | 3 | 0 | 3 | 3 | 3 | 1 | 1 | 0 | 18 | 6470 | 9100 | 21 | 38.4 | 8 | 15 | 0
AMM-U-0710 | U | Monopole / greenfield | D-RAN | 3 | 3 | 0 | 3 | 3 | 3 | 1 | 1 | 0 | 18 | 6470 | 9100 | 21 | 38.4 | 8 | 15 | 0
AMM-U-0711 | U | Monopole / greenfield | D-RAN | 3 | 3 | 0 | 3 | 3 | 3 | 1 | 1 | 0 | 18 | 6470 | 9100 | 21 | 38.4 | 8 | 15 | 0
AMM-U-0712 | U | Monopole / greenfield | C-RAN | 3 | 3 | 0 | 3 | 3 | 3 | 0 | 0 | 1 | 18 | 6060 | 8530 | 21 | 33.6 | 7 | 15 | 0
AMM-U-0713 | U | Monopole / greenfield | C-RAN | 3 | 3 | 0 | 3 | 3 | 3 | 0 | 0 | 1 | 18 | 6060 | 8530 | 21 | 33.6 | 7 | 15 | 0
AMM-U-0714 | U | Monopole / greenfield | C-RAN | 3 | 3 | 0 | 3 | 3 | 3 | 0 | 0 | 1 | 18 | 6060 | 8530 | 21 | 33.6 | 7 | 15 | 0
AMM-U-0715 | U | Monopole / greenfield | C-RAN | 3 | 3 | 0 | 3 | 3 | 3 | 0 | 0 | 1 | 18 | 6060 | 8530 | 21 | 33.6 | 7 | 15 | 0
AMM-U-0716 | U | Monopole / greenfield | C-RAN | 3 | 3 | 0 | 3 | 3 | 3 | 0 | 0 | 1 | 18 | 6060 | 8530 | 21 | 33.6 | 7 | 15 | 0
AMM-U-0717 | U | Monopole / greenfield | C-RAN | 3 | 3 | 0 | 3 | 3 | 3 | 0 | 0 | 1 | 18 | 6060 | 8530 | 21 | 33.6 | 7 | 15 | 0
AMM-U-0718 | U | Monopole / greenfield | C-RAN | 3 | 3 | 0 | 3 | 3 | 3 | 0 | 0 | 1 | 18 | 6060 | 8530 | 21 | 33.6 | 7 | 15 | 0
AMM-U-0719 | U | Monopole / greenfield | C-RAN | 3 | 3 | 0 | 3 | 3 | 3 | 0 | 0 | 1 | 18 | 6060 | 8530 | 21 | 33.6 | 7 | 15 | 0
AMM-U-0720 | U | Rooftop | C-RAN | 3 | 3 | 0 | 3 | 3 | 3 | 0 | 0 | 1 | 18 | 6060 | 8530 | 21 | 33.6 | 7 | 15 | 0
AMM-U-0721 | U | Monopole / greenfield | C-RAN | 3 | 3 | 0 | 3 | 3 | 3 | 0 | 0 | 1 | 18 | 6060 | 8530 | 21 | 33.6 | 7 | 15 | 0
AMM-U-0722 | U | Monopole / greenfield | C-RAN | 3 | 3 | 0 | 3 | 3 | 3 | 0 | 0 | 1 | 18 | 6060 | 8530 | 21 | 33.6 | 7 | 15 | 0
AMM-U-0723 | U | Monopole / greenfield | C-RAN | 3 | 3 | 0 | 3 | 3 | 3 | 0 | 0 | 1 | 18 | 6060 | 8530 | 21 | 33.6 | 7 | 15 | 0
AMM-U-0724 | U | Rooftop | C-RAN | 3 | 3 | 0 | 3 | 3 | 3 | 0 | 0 | 1 | 18 | 6060 | 8530 | 21 | 33.6 | 7 | 15 | 0
AMM-U-0725 | U | Monopole / greenfield | C-RAN | 3 | 3 | 0 | 3 | 3 | 3 | 0 | 0 | 1 | 18 | 6060 | 8530 | 21 | 33.6 | 7 | 15 | 0
AMM-U-0726 | U | Rooftop | C-RAN | 3 | 3 | 0 | 3 | 3 | 3 | 0 | 0 | 1 | 18 | 6060 | 8530 | 21 | 33.6 | 7 | 15 | 0
AMM-U-0727 | U | Rooftop | C-RAN | 3 | 3 | 0 | 3 | 3 | 3 | 0 | 0 | 1 | 18 | 6060 | 8530 | 21 | 33.6 | 7 | 15 | 0
AMM-U-0728 | U | Rooftop | C-RAN | 3 | 3 | 0 | 3 | 3 | 3 | 0 | 0 | 1 | 18 | 6060 | 8530 | 21 | 33.6 | 7 | 15 | 0
AMM-U-0729 | U | Rooftop | C-RAN | 3 | 3 | 0 | 3 | 3 | 3 | 0 | 0 | 1 | 18 | 6060 | 8530 | 21 | 33.6 | 7 | 15 | 0
AMM-U-0730 | U | Rooftop | C-RAN | 3 | 3 | 0 | 3 | 3 | 3 | 0 | 0 | 1 | 18 | 6060 | 8530 | 21 | 33.6 | 7 | 15 | 0
AMM-U-0731 | U | Rooftop | C-RAN | 3 | 3 | 0 | 3 | 3 | 3 | 0 | 0 | 1 | 18 | 6060 | 8530 | 21 | 33.6 | 7 | 15 | 0
AMM-U-0732 | U | Rooftop | C-RAN | 3 | 3 | 0 | 3 | 3 | 3 | 0 | 0 | 1 | 18 | 6060 | 8530 | 21 | 33.6 | 7 | 15 | 0
AMM-U-0733 | U | Rooftop | C-RAN | 3 | 3 | 0 | 3 | 3 | 3 | 0 | 0 | 1 | 18 | 6060 | 8530 | 21 | 33.6 | 7 | 15 | 0
AMM-U-0734 | U | Rooftop | C-RAN | 3 | 3 | 0 | 3 | 3 | 3 | 0 | 0 | 1 | 18 | 6060 | 8530 | 21 | 33.6 | 7 | 15 | 0
AMM-U-0735 | U | Rooftop | C-RAN | 3 | 3 | 0 | 3 | 3 | 3 | 0 | 0 | 1 | 18 | 6060 | 8530 | 21 | 33.6 | 7 | 15 | 0
AMM-U-0736 | U | Rooftop | C-RAN | 3 | 3 | 0 | 3 | 3 | 3 | 0 | 0 | 1 | 18 | 6060 | 8530 | 21 | 33.6 | 7 | 15 | 0
AMM-U-0737 | U | Rooftop | C-RAN | 3 | 3 | 0 | 3 | 3 | 3 | 0 | 0 | 1 | 18 | 6060 | 8530 | 21 | 33.6 | 7 | 15 | 0
AMM-U-0738 | U | Monopole / greenfield | C-RAN | 3 | 3 | 0 | 3 | 3 | 3 | 0 | 0 | 1 | 18 | 6060 | 8530 | 21 | 33.6 | 7 | 15 | 0
AMM-U-0739 | U | Monopole / greenfield | D-RAN | 3 | 3 | 0 | 3 | 3 | 3 | 1 | 1 | 0 | 18 | 6470 | 9100 | 21 | 38.4 | 8 | 15 | 0
AMM-U-0740 | U | Monopole / greenfield | D-RAN | 3 | 3 | 0 | 3 | 3 | 3 | 1 | 1 | 0 | 18 | 6470 | 9100 | 21 | 38.4 | 8 | 15 | 0
AMM-U-0741 | U | Monopole / greenfield | D-RAN | 3 | 3 | 0 | 3 | 3 | 3 | 1 | 1 | 0 | 18 | 6470 | 9100 | 21 | 38.4 | 8 | 15 | 0
AMM-U-0742 | U | Monopole / greenfield | D-RAN | 3 | 3 | 0 | 3 | 3 | 3 | 1 | 1 | 0 | 18 | 6470 | 9100 | 21 | 38.4 | 8 | 15 | 0
AMM-U-0743 | U | Monopole / greenfield | C-RAN | 3 | 3 | 0 | 3 | 3 | 3 | 0 | 0 | 1 | 18 | 6060 | 8530 | 21 | 33.6 | 7 | 15 | 0
AMM-U-0744 | U | Monopole / greenfield | C-RAN | 3 | 3 | 0 | 3 | 3 | 3 | 0 | 0 | 1 | 18 | 6060 | 8530 | 21 | 33.6 | 7 | 15 | 0
AMM-U-0745 | U | Monopole / greenfield | C-RAN | 3 | 3 | 0 | 3 | 3 | 3 | 0 | 0 | 1 | 18 | 6060 | 8530 | 21 | 33.6 | 7 | 15 | 0
AMM-U-0746 | U | Monopole / greenfield | C-RAN | 3 | 3 | 0 | 3 | 3 | 3 | 0 | 0 | 1 | 18 | 6060 | 8530 | 21 | 33.6 | 7 | 15 | 0
AMM-U-0747 | U | Monopole / greenfield | C-RAN | 3 | 3 | 0 | 3 | 3 | 3 | 0 | 0 | 1 | 18 | 6060 | 8530 | 21 | 33.6 | 7 | 15 | 0
AMM-U-0748 | U | Monopole / greenfield | C-RAN | 3 | 3 | 0 | 3 | 3 | 3 | 0 | 0 | 1 | 18 | 6060 | 8530 | 21 | 33.6 | 7 | 15 | 0
AMM-U-0749 | U | Rooftop | C-RAN | 3 | 3 | 0 | 3 | 3 | 3 | 0 | 0 | 1 | 18 | 6060 | 8530 | 21 | 33.6 | 7 | 15 | 0
AMM-U-0750 | U | Rooftop | C-RAN | 3 | 3 | 0 | 3 | 3 | 3 | 0 | 0 | 1 | 18 | 6060 | 8530 | 21 | 33.6 | 7 | 15 | 0
AMM-U-0751 | U | Rooftop | C-RAN | 3 | 3 | 0 | 3 | 3 | 3 | 0 | 0 | 1 | 18 | 6060 | 8530 | 21 | 33.6 | 7 | 15 | 0
AMM-U-0752 | U | Rooftop | C-RAN | 3 | 3 | 0 | 3 | 3 | 3 | 0 | 0 | 1 | 18 | 6060 | 8530 | 21 | 33.6 | 7 | 15 | 0
AMM-U-0753 | U | Rooftop | C-RAN | 3 | 3 | 0 | 3 | 3 | 3 | 0 | 0 | 1 | 18 | 6060 | 8530 | 21 | 33.6 | 7 | 15 | 0
AMM-U-0754 | U | Rooftop | C-RAN | 3 | 3 | 0 | 3 | 3 | 3 | 0 | 0 | 1 | 18 | 6060 | 8530 | 21 | 33.6 | 7 | 15 | 0
AMM-U-0755 | U | Rooftop | C-RAN | 3 | 3 | 0 | 3 | 3 | 3 | 0 | 0 | 1 | 18 | 6060 | 8530 | 21 | 33.6 | 7 | 15 | 0
AMM-U-0756 | U | Rooftop | C-RAN | 3 | 3 | 0 | 3 | 3 | 3 | 0 | 0 | 1 | 18 | 6060 | 8530 | 21 | 33.6 | 7 | 15 | 0
AMM-U-0757 | U | Rooftop | C-RAN | 3 | 3 | 0 | 3 | 3 | 3 | 0 | 0 | 1 | 18 | 6060 | 8530 | 21 | 33.6 | 7 | 15 | 0
AMM-U-0758 | U | Rooftop | C-RAN | 3 | 3 | 0 | 3 | 3 | 3 | 0 | 0 | 1 | 18 | 6060 | 8530 | 21 | 33.6 | 7 | 15 | 0
AMM-U-0759 | U | Rooftop | C-RAN | 3 | 3 | 0 | 3 | 3 | 3 | 0 | 0 | 1 | 18 | 6060 | 8530 | 21 | 33.6 | 7 | 15 | 0
AMM-U-0760 | U | Rooftop | C-RAN | 3 | 3 | 0 | 3 | 3 | 3 | 0 | 0 | 1 | 18 | 6060 | 8530 | 21 | 33.6 | 7 | 15 | 0
AMM-U-0761 | U | Rooftop | C-RAN | 3 | 3 | 0 | 3 | 3 | 3 | 0 | 0 | 1 | 18 | 6060 | 8530 | 21 | 33.6 | 7 | 15 | 0
AMM-U-0762 | U | Rooftop | C-RAN | 3 | 3 | 0 | 3 | 3 | 3 | 0 | 0 | 1 | 18 | 6060 | 8530 | 21 | 33.6 | 7 | 15 | 0
AMM-U-0763 | U | Rooftop | C-RAN | 3 | 3 | 0 | 3 | 3 | 3 | 0 | 0 | 1 | 18 | 6060 | 8530 | 21 | 33.6 | 7 | 15 | 0
AMM-U-0764 | U | Rooftop | C-RAN | 3 | 3 | 0 | 3 | 3 | 3 | 0 | 0 | 1 | 18 | 6060 | 8530 | 21 | 33.6 | 7 | 15 | 0
AMM-U-0765 | U | Rooftop | C-RAN | 3 | 3 | 0 | 3 | 3 | 3 | 0 | 0 | 1 | 18 | 6060 | 8530 | 21 | 33.6 | 7 | 15 | 0
AMM-U-0766 | U | Rooftop | C-RAN | 3 | 3 | 0 | 3 | 3 | 3 | 0 | 0 | 1 | 18 | 6060 | 8530 | 21 | 33.6 | 7 | 15 | 0
AMM-U-0767 | U | Rooftop | C-RAN | 3 | 3 | 0 | 3 | 3 | 3 | 0 | 0 | 1 | 18 | 6060 | 8530 | 21 | 33.6 | 7 | 15 | 0
AMM-U-0768 | U | Rooftop | C-RAN | 3 | 3 | 0 | 3 | 3 | 3 | 0 | 0 | 1 | 18 | 6060 | 8530 | 21 | 33.6 | 7 | 15 | 0
AMM-U-0769 | U | Monopole / greenfield | D-RAN | 3 | 3 | 0 | 3 | 3 | 3 | 1 | 1 | 0 | 18 | 6470 | 9100 | 21 | 38.4 | 8 | 15 | 0
AMM-U-0770 | U | Monopole / greenfield | D-RAN | 3 | 3 | 0 | 3 | 3 | 3 | 1 | 1 | 0 | 18 | 6470 | 9100 | 21 | 38.4 | 8 | 15 | 0
AMM-U-0771 | U | Monopole / greenfield | D-RAN | 3 | 3 | 0 | 3 | 3 | 3 | 1 | 1 | 0 | 18 | 6470 | 9100 | 21 | 38.4 | 8 | 15 | 0
AMM-U-0772 | U | Monopole / greenfield | D-RAN | 3 | 3 | 0 | 3 | 3 | 3 | 1 | 1 | 0 | 18 | 6470 | 9100 | 21 | 38.4 | 8 | 15 | 0
AMM-U-0773 | U | Rooftop | C-RAN | 3 | 3 | 0 | 3 | 3 | 3 | 0 | 0 | 1 | 18 | 6060 | 8530 | 21 | 33.6 | 7 | 15 | 0
AMM-U-0774 | U | Rooftop | C-RAN | 3 | 3 | 0 | 3 | 3 | 3 | 0 | 0 | 1 | 18 | 6060 | 8530 | 21 | 33.6 | 7 | 15 | 0
AMM-U-0775 | U | Rooftop | C-RAN | 3 | 3 | 0 | 3 | 3 | 3 | 0 | 0 | 1 | 18 | 6060 | 8530 | 21 | 33.6 | 7 | 15 | 0
AMM-U-0776 | U | Rooftop | C-RAN | 3 | 3 | 0 | 3 | 3 | 3 | 0 | 0 | 1 | 18 | 6060 | 8530 | 21 | 33.6 | 7 | 15 | 0
AMM-U-0777 | U | Rooftop | C-RAN | 3 | 3 | 0 | 3 | 3 | 3 | 0 | 0 | 1 | 18 | 6060 | 8530 | 21 | 33.6 | 7 | 15 | 0
AMM-U-0778 | U | Rooftop | C-RAN | 3 | 3 | 0 | 3 | 3 | 3 | 0 | 0 | 1 | 18 | 6060 | 8530 | 21 | 33.6 | 7 | 15 | 0
AMM-U-0779 | U | Rooftop | C-RAN | 3 | 3 | 0 | 3 | 3 | 3 | 0 | 0 | 1 | 18 | 6060 | 8530 | 21 | 33.6 | 7 | 15 | 0
AMM-U-0780 | U | Rooftop | C-RAN | 3 | 3 | 0 | 3 | 3 | 3 | 0 | 0 | 1 | 18 | 6060 | 8530 | 21 | 33.6 | 7 | 15 | 0
AMM-U-0781 | U | Rooftop | C-RAN | 3 | 3 | 0 | 3 | 3 | 3 | 0 | 0 | 1 | 18 | 6060 | 8530 | 21 | 33.6 | 7 | 15 | 0
AMM-U-0782 | U | Rooftop | C-RAN | 3 | 3 | 0 | 3 | 3 | 3 | 0 | 0 | 1 | 18 | 6060 | 8530 | 21 | 33.6 | 7 | 15 | 0
AMM-U-0783 | U | Rooftop | C-RAN | 3 | 3 | 0 | 3 | 3 | 3 | 0 | 0 | 1 | 18 | 6060 | 8530 | 21 | 33.6 | 7 | 15 | 0
AMM-U-0784 | U | Rooftop | C-RAN | 3 | 3 | 0 | 3 | 3 | 3 | 0 | 0 | 1 | 18 | 6060 | 8530 | 21 | 33.6 | 7 | 15 | 0
AMM-U-0785 | U | Rooftop | C-RAN | 3 | 3 | 0 | 3 | 3 | 3 | 0 | 0 | 1 | 18 | 6060 | 8530 | 21 | 33.6 | 7 | 15 | 0
AMM-U-0786 | U | Rooftop | C-RAN | 3 | 3 | 0 | 3 | 3 | 3 | 0 | 0 | 1 | 18 | 6060 | 8530 | 21 | 33.6 | 7 | 15 | 0
AMM-U-0787 | U | Rooftop | C-RAN | 3 | 3 | 0 | 3 | 3 | 3 | 0 | 0 | 1 | 18 | 6060 | 8530 | 21 | 33.6 | 7 | 15 | 0
AMM-U-0788 | U | Rooftop | C-RAN | 3 | 3 | 0 | 3 | 3 | 3 | 0 | 0 | 1 | 18 | 6060 | 8530 | 21 | 33.6 | 7 | 15 | 0
AMM-U-0789 | U | Rooftop | C-RAN | 3 | 3 | 0 | 3 | 3 | 3 | 0 | 0 | 1 | 18 | 6060 | 8530 | 21 | 33.6 | 7 | 15 | 0
AMM-U-0790 | U | Rooftop | C-RAN | 3 | 3 | 0 | 3 | 3 | 3 | 0 | 0 | 1 | 18 | 6060 | 8530 | 21 | 33.6 | 7 | 15 | 0
AMM-U-0791 | U | Rooftop | C-RAN | 3 | 3 | 0 | 3 | 3 | 3 | 0 | 0 | 1 | 18 | 6060 | 8530 | 21 | 33.6 | 7 | 15 | 0
AMM-U-0792 | U | Rooftop | C-RAN | 3 | 3 | 0 | 3 | 3 | 3 | 0 | 0 | 1 | 18 | 6060 | 8530 | 21 | 33.6 | 7 | 15 | 0
AMM-U-0793 | U | Rooftop | C-RAN | 3 | 3 | 0 | 3 | 3 | 3 | 0 | 0 | 1 | 18 | 6060 | 8530 | 21 | 33.6 | 7 | 15 | 0
AMM-U-0794 | U | Rooftop | C-RAN | 3 | 3 | 0 | 3 | 3 | 3 | 0 | 0 | 1 | 18 | 6060 | 8530 | 21 | 33.6 | 7 | 15 | 0
AMM-U-0795 | U | Rooftop | C-RAN | 3 | 3 | 0 | 3 | 3 | 3 | 0 | 0 | 1 | 18 | 6060 | 8530 | 21 | 33.6 | 7 | 15 | 0
AMM-U-0796 | U | Monopole / greenfield | C-RAN | 3 | 3 | 0 | 3 | 3 | 3 | 0 | 0 | 1 | 18 | 6060 | 8530 | 21 | 33.6 | 7 | 15 | 0
AMM-U-0797 | U | Monopole / greenfield | D-RAN | 3 | 3 | 0 | 3 | 3 | 3 | 1 | 1 | 0 | 18 | 6470 | 9100 | 21 | 38.4 | 8 | 15 | 0
AMM-U-0798 | U | Monopole / greenfield | D-RAN | 3 | 3 | 0 | 3 | 3 | 3 | 1 | 1 | 0 | 18 | 6470 | 9100 | 21 | 38.4 | 8 | 15 | 0
AMM-U-0799 | U | Monopole / greenfield | D-RAN | 3 | 3 | 0 | 3 | 3 | 3 | 1 | 1 | 0 | 18 | 6470 | 9100 | 21 | 38.4 | 8 | 15 | 0
AMM-U-0800 | U | Rooftop | C-RAN | 3 | 3 | 0 | 3 | 3 | 3 | 0 | 0 | 1 | 18 | 6060 | 8530 | 21 | 33.6 | 7 | 15 | 0
AMM-U-0801 | U | Rooftop | C-RAN | 3 | 3 | 0 | 3 | 3 | 3 | 0 | 0 | 1 | 18 | 6060 | 8530 | 21 | 33.6 | 7 | 15 | 0
AMM-U-0802 | U | Rooftop | C-RAN | 3 | 3 | 0 | 3 | 3 | 3 | 0 | 0 | 1 | 18 | 6060 | 8530 | 21 | 33.6 | 7 | 15 | 0
AMM-U-0803 | U | Rooftop | C-RAN | 3 | 3 | 0 | 3 | 3 | 3 | 0 | 0 | 1 | 18 | 6060 | 8530 | 21 | 33.6 | 7 | 15 | 0
AMM-U-0804 | U | Rooftop | C-RAN | 3 | 3 | 0 | 3 | 3 | 3 | 0 | 0 | 1 | 18 | 6060 | 8530 | 21 | 33.6 | 7 | 15 | 0
AMM-U-0805 | U | Rooftop | C-RAN | 3 | 3 | 0 | 3 | 3 | 3 | 0 | 0 | 1 | 18 | 6060 | 8530 | 21 | 33.6 | 7 | 15 | 0
AMM-U-0806 | U | Rooftop | C-RAN | 3 | 3 | 0 | 3 | 3 | 3 | 0 | 0 | 1 | 18 | 6060 | 8530 | 21 | 33.6 | 7 | 15 | 0
AMM-U-0807 | U | Rooftop | C-RAN | 3 | 3 | 0 | 3 | 3 | 3 | 0 | 0 | 1 | 18 | 6060 | 8530 | 21 | 33.6 | 7 | 15 | 0
AMM-U-0808 | U | Rooftop | C-RAN | 3 | 3 | 0 | 3 | 3 | 3 | 0 | 0 | 1 | 18 | 6060 | 8530 | 21 | 33.6 | 7 | 15 | 0
AMM-U-0809 | U | Rooftop | C-RAN | 3 | 3 | 0 | 3 | 3 | 3 | 0 | 0 | 1 | 18 | 6060 | 8530 | 21 | 33.6 | 7 | 15 | 0
AMM-U-0810 | U | Rooftop | C-RAN | 3 | 3 | 0 | 3 | 3 | 3 | 0 | 0 | 1 | 18 | 6060 | 8530 | 21 | 33.6 | 7 | 15 | 0
AMM-U-0811 | U | Rooftop | C-RAN | 3 | 3 | 0 | 3 | 3 | 3 | 0 | 0 | 1 | 18 | 6060 | 8530 | 21 | 33.6 | 7 | 15 | 0
AMM-U-0812 | U | Rooftop | C-RAN | 3 | 3 | 0 | 3 | 3 | 3 | 0 | 0 | 1 | 18 | 6060 | 8530 | 21 | 33.6 | 7 | 15 | 0
AMM-U-0813 | U | Rooftop | C-RAN | 3 | 3 | 0 | 3 | 3 | 3 | 0 | 0 | 1 | 18 | 6060 | 8530 | 21 | 33.6 | 7 | 15 | 0
AMM-U-0814 | U | Rooftop | C-RAN | 3 | 3 | 0 | 3 | 3 | 3 | 0 | 0 | 1 | 18 | 6060 | 8530 | 21 | 33.6 | 7 | 15 | 0
AMM-U-0815 | U | Rooftop | C-RAN | 3 | 3 | 0 | 3 | 3 | 3 | 0 | 0 | 1 | 18 | 6060 | 8530 | 21 | 33.6 | 7 | 15 | 0
AMM-U-0816 | U | Rooftop | C-RAN | 3 | 3 | 0 | 3 | 3 | 3 | 0 | 0 | 1 | 18 | 6060 | 8530 | 21 | 33.6 | 7 | 15 | 0
AMM-U-0817 | U | Rooftop | C-RAN | 3 | 3 | 0 | 3 | 3 | 3 | 0 | 0 | 1 | 18 | 6060 | 8530 | 21 | 33.6 | 7 | 15 | 0
AMM-U-0818 | U | Rooftop | C-RAN | 3 | 3 | 0 | 3 | 3 | 3 | 0 | 0 | 1 | 18 | 6060 | 8530 | 21 | 33.6 | 7 | 15 | 0
AMM-U-0819 | U | Rooftop | C-RAN | 3 | 3 | 0 | 3 | 3 | 3 | 0 | 0 | 1 | 18 | 6060 | 8530 | 21 | 33.6 | 7 | 15 | 0
AMM-U-0820 | U | Rooftop | C-RAN | 3 | 3 | 0 | 3 | 3 | 3 | 0 | 0 | 1 | 18 | 6060 | 8530 | 21 | 33.6 | 7 | 15 | 0
AMM-U-0821 | U | Rooftop | C-RAN | 3 | 3 | 0 | 3 | 3 | 3 | 0 | 0 | 1 | 18 | 6060 | 8530 | 21 | 33.6 | 7 | 15 | 0
AMM-U-0822 | U | Rooftop | D-RAN | 3 | 3 | 0 | 3 | 3 | 3 | 1 | 1 | 0 | 18 | 6470 | 9100 | 21 | 38.4 | 8 | 15 | 0
AMM-U-0823 | U | Monopole / greenfield | D-RAN | 3 | 3 | 0 | 3 | 3 | 3 | 1 | 1 | 0 | 18 | 6470 | 9100 | 21 | 38.4 | 8 | 15 | 0
AMM-U-0824 | U | Monopole / greenfield | D-RAN | 3 | 3 | 0 | 3 | 3 | 3 | 1 | 1 | 0 | 18 | 6470 | 9100 | 21 | 38.4 | 8 | 15 | 0
AMM-U-0825 | U | Rooftop | C-RAN | 3 | 3 | 0 | 3 | 3 | 3 | 0 | 0 | 1 | 18 | 6060 | 8530 | 21 | 33.6 | 7 | 15 | 0
AMM-U-0826 | U | Rooftop | C-RAN | 3 | 3 | 0 | 3 | 3 | 3 | 0 | 0 | 1 | 18 | 6060 | 8530 | 21 | 33.6 | 7 | 15 | 0
AMM-U-0827 | U | Rooftop | C-RAN | 3 | 3 | 0 | 3 | 3 | 3 | 0 | 0 | 1 | 18 | 6060 | 8530 | 21 | 33.6 | 7 | 15 | 0
AMM-U-0828 | U | Rooftop | C-RAN | 3 | 3 | 0 | 3 | 3 | 3 | 0 | 0 | 1 | 18 | 6060 | 8530 | 21 | 33.6 | 7 | 15 | 0
AMM-U-0829 | U | Rooftop | C-RAN | 3 | 3 | 0 | 3 | 3 | 3 | 0 | 0 | 1 | 18 | 6060 | 8530 | 21 | 33.6 | 7 | 15 | 0
AMM-U-0830 | U | Rooftop | C-RAN | 3 | 3 | 0 | 3 | 3 | 3 | 0 | 0 | 1 | 18 | 6060 | 8530 | 21 | 33.6 | 7 | 15 | 0
AMM-U-0831 | U | Rooftop | C-RAN | 3 | 3 | 0 | 3 | 3 | 3 | 0 | 0 | 1 | 18 | 6060 | 8530 | 21 | 33.6 | 7 | 15 | 0
AMM-U-0832 | U | Rooftop | C-RAN | 3 | 3 | 0 | 3 | 3 | 3 | 0 | 0 | 1 | 18 | 6060 | 8530 | 21 | 33.6 | 7 | 15 | 0
AMM-U-0833 | U | Rooftop | C-RAN | 3 | 3 | 0 | 3 | 3 | 3 | 0 | 0 | 1 | 18 | 6060 | 8530 | 21 | 33.6 | 7 | 15 | 0
AMM-U-0834 | U | Rooftop | C-RAN | 3 | 3 | 0 | 3 | 3 | 3 | 0 | 0 | 1 | 18 | 6060 | 8530 | 21 | 33.6 | 7 | 15 | 0
AMM-U-0835 | U | Rooftop | C-RAN | 3 | 3 | 0 | 3 | 3 | 3 | 0 | 0 | 1 | 18 | 6060 | 8530 | 21 | 33.6 | 7 | 15 | 0
AMM-U-0836 | U | Rooftop | C-RAN | 3 | 3 | 0 | 3 | 3 | 3 | 0 | 0 | 1 | 18 | 6060 | 8530 | 21 | 33.6 | 7 | 15 | 0
AMM-U-0837 | U | Rooftop | C-RAN | 3 | 3 | 0 | 3 | 3 | 3 | 0 | 0 | 1 | 18 | 6060 | 8530 | 21 | 33.6 | 7 | 15 | 0
AMM-U-0838 | U | Rooftop | C-RAN | 3 | 3 | 0 | 3 | 3 | 3 | 0 | 0 | 1 | 18 | 6060 | 8530 | 21 | 33.6 | 7 | 15 | 0
AMM-U-0839 | U | Rooftop | C-RAN | 3 | 3 | 0 | 3 | 3 | 3 | 0 | 0 | 1 | 18 | 6060 | 8530 | 21 | 33.6 | 7 | 15 | 0
AMM-U-0840 | U | Rooftop | C-RAN | 3 | 3 | 0 | 3 | 3 | 3 | 0 | 0 | 1 | 18 | 6060 | 8530 | 21 | 33.6 | 7 | 15 | 0
AMM-U-0841 | U | Rooftop | C-RAN | 3 | 3 | 0 | 3 | 3 | 3 | 0 | 0 | 1 | 18 | 6060 | 8530 | 21 | 33.6 | 7 | 15 | 0
AMM-U-0842 | U | Rooftop | C-RAN | 3 | 3 | 0 | 3 | 3 | 3 | 0 | 0 | 1 | 18 | 6060 | 8530 | 21 | 33.6 | 7 | 15 | 0
AMM-U-0843 | U | Rooftop | C-RAN | 3 | 3 | 0 | 3 | 3 | 3 | 0 | 0 | 1 | 18 | 6060 | 8530 | 21 | 33.6 | 7 | 15 | 0
AMM-U-0844 | U | Rooftop | C-RAN | 3 | 3 | 0 | 3 | 3 | 3 | 0 | 0 | 1 | 18 | 6060 | 8530 | 21 | 33.6 | 7 | 15 | 0
AMM-U-0845 | U | Rooftop | C-RAN | 3 | 3 | 0 | 3 | 3 | 3 | 0 | 0 | 1 | 18 | 6060 | 8530 | 21 | 33.6 | 7 | 15 | 0
AMM-U-0846 | U | Rooftop | C-RAN | 3 | 3 | 0 | 3 | 3 | 3 | 0 | 0 | 1 | 18 | 6060 | 8530 | 21 | 33.6 | 7 | 15 | 0
AMM-U-0847 | U | Monopole / greenfield | C-RAN | 3 | 3 | 0 | 3 | 3 | 3 | 0 | 0 | 1 | 18 | 6060 | 8530 | 21 | 33.6 | 7 | 15 | 0
AMM-U-0848 | U | Monopole / greenfield | C-RAN | 3 | 3 | 0 | 3 | 3 | 3 | 0 | 0 | 1 | 18 | 6060 | 8530 | 21 | 33.6 | 7 | 15 | 0
AMM-U-0849 | U | Monopole / greenfield | C-RAN | 3 | 3 | 0 | 3 | 3 | 3 | 0 | 0 | 1 | 18 | 6060 | 8530 | 21 | 33.6 | 7 | 15 | 0
AMM-U-0850 | U | Rooftop | C-RAN | 3 | 3 | 0 | 3 | 3 | 3 | 0 | 0 | 1 | 18 | 6060 | 8530 | 21 | 33.6 | 7 | 15 | 0
AMM-U-0851 | U | Rooftop | C-RAN | 3 | 3 | 0 | 3 | 3 | 3 | 0 | 0 | 1 | 18 | 6060 | 8530 | 21 | 33.6 | 7 | 15 | 0
AMM-U-0852 | U | Rooftop | C-RAN | 3 | 3 | 0 | 3 | 3 | 3 | 0 | 0 | 1 | 18 | 6060 | 8530 | 21 | 33.6 | 7 | 15 | 0
AMM-U-0853 | U | Rooftop | C-RAN | 3 | 3 | 0 | 3 | 3 | 3 | 0 | 0 | 1 | 18 | 6060 | 8530 | 21 | 33.6 | 7 | 15 | 0
AMM-U-0854 | U | Rooftop | C-RAN | 3 | 3 | 0 | 3 | 3 | 3 | 0 | 0 | 1 | 18 | 6060 | 8530 | 21 | 33.6 | 7 | 15 | 0
AMM-U-0855 | U | Rooftop | C-RAN | 3 | 3 | 0 | 3 | 3 | 3 | 0 | 0 | 1 | 18 | 6060 | 8530 | 21 | 33.6 | 7 | 15 | 0
AMM-U-0856 | U | Rooftop | C-RAN | 3 | 3 | 0 | 3 | 3 | 3 | 0 | 0 | 1 | 18 | 6060 | 8530 | 21 | 33.6 | 7 | 15 | 0
AMM-U-0857 | U | Rooftop | C-RAN | 3 | 3 | 0 | 3 | 3 | 3 | 0 | 0 | 1 | 18 | 6060 | 8530 | 21 | 33.6 | 7 | 15 | 0
AMM-U-0858 | U | Rooftop | C-RAN | 3 | 3 | 0 | 3 | 3 | 3 | 0 | 0 | 1 | 18 | 6060 | 8530 | 21 | 33.6 | 7 | 15 | 0
AMM-U-0859 | U | Rooftop | C-RAN | 3 | 3 | 0 | 3 | 3 | 3 | 0 | 0 | 1 | 18 | 6060 | 8530 | 21 | 33.6 | 7 | 15 | 0
AMM-U-0860 | U | Rooftop | C-RAN | 3 | 3 | 0 | 3 | 3 | 3 | 0 | 0 | 1 | 18 | 6060 | 8530 | 21 | 33.6 | 7 | 15 | 0
AMM-U-0861 | U | Rooftop | C-RAN | 3 | 3 | 0 | 3 | 3 | 3 | 0 | 0 | 1 | 18 | 6060 | 8530 | 21 | 33.6 | 7 | 15 | 0
AMM-U-0862 | U | Rooftop | C-RAN | 3 | 3 | 0 | 3 | 3 | 3 | 0 | 0 | 1 | 18 | 6060 | 8530 | 21 | 33.6 | 7 | 15 | 0
AMM-U-0863 | U | Rooftop | C-RAN | 3 | 3 | 0 | 3 | 3 | 3 | 0 | 0 | 1 | 18 | 6060 | 8530 | 21 | 33.6 | 7 | 15 | 0
AMM-U-0864 | U | Rooftop | C-RAN | 3 | 3 | 0 | 3 | 3 | 3 | 0 | 0 | 1 | 18 | 6060 | 8530 | 21 | 33.6 | 7 | 15 | 0
AMM-U-0865 | U | Rooftop | C-RAN | 3 | 3 | 0 | 3 | 3 | 3 | 0 | 0 | 1 | 18 | 6060 | 8530 | 21 | 33.6 | 7 | 15 | 0
AMM-U-0866 | U | Rooftop | C-RAN | 3 | 3 | 0 | 3 | 3 | 3 | 0 | 0 | 1 | 18 | 6060 | 8530 | 21 | 33.6 | 7 | 15 | 0
AMM-U-0867 | U | Monopole / greenfield | C-RAN | 3 | 3 | 0 | 3 | 3 | 3 | 0 | 0 | 1 | 18 | 6060 | 8530 | 21 | 33.6 | 7 | 15 | 0
AMM-U-0868 | U | Monopole / greenfield | C-RAN | 3 | 3 | 0 | 3 | 3 | 3 | 0 | 0 | 1 | 18 | 6060 | 8530 | 21 | 33.6 | 7 | 15 | 0
AMM-U-0869 | U | Monopole / greenfield | C-RAN | 3 | 3 | 0 | 3 | 3 | 3 | 0 | 0 | 1 | 18 | 6060 | 8530 | 21 | 33.6 | 7 | 15 | 0
AMM-U-0870 | U | Monopole / greenfield | C-RAN | 3 | 3 | 0 | 3 | 3 | 3 | 0 | 0 | 1 | 18 | 6060 | 8530 | 21 | 33.6 | 7 | 15 | 0
AMM-U-0871 | U | Monopole / greenfield | C-RAN | 3 | 3 | 0 | 3 | 3 | 3 | 0 | 0 | 1 | 18 | 6060 | 8530 | 21 | 33.6 | 7 | 15 | 0
AMM-U-0872 | U | Monopole / greenfield | C-RAN | 3 | 3 | 0 | 3 | 3 | 3 | 0 | 0 | 1 | 18 | 6060 | 8530 | 21 | 33.6 | 7 | 15 | 0
AMM-U-0873 | U | Rooftop | C-RAN | 3 | 3 | 0 | 3 | 3 | 3 | 0 | 0 | 1 | 18 | 6060 | 8530 | 21 | 33.6 | 7 | 15 | 0
AMM-U-0874 | U | Rooftop | C-RAN | 3 | 3 | 0 | 3 | 3 | 3 | 0 | 0 | 1 | 18 | 6060 | 8530 | 21 | 33.6 | 7 | 15 | 0
AMM-U-0875 | U | Rooftop | C-RAN | 3 | 3 | 0 | 3 | 3 | 3 | 0 | 0 | 1 | 18 | 6060 | 8530 | 21 | 33.6 | 7 | 15 | 0
AMM-U-0876 | U | Rooftop | C-RAN | 3 | 3 | 0 | 3 | 3 | 3 | 0 | 0 | 1 | 18 | 6060 | 8530 | 21 | 33.6 | 7 | 15 | 0
AMM-U-0877 | U | Rooftop | C-RAN | 3 | 3 | 0 | 3 | 3 | 3 | 0 | 0 | 1 | 18 | 6060 | 8530 | 21 | 33.6 | 7 | 15 | 0
AMM-U-0878 | U | Rooftop | C-RAN | 3 | 3 | 0 | 3 | 3 | 3 | 0 | 0 | 1 | 18 | 6060 | 8530 | 21 | 33.6 | 7 | 15 | 0
AMM-U-0879 | U | Rooftop | C-RAN | 3 | 3 | 0 | 3 | 3 | 3 | 0 | 0 | 1 | 18 | 6060 | 8530 | 21 | 33.6 | 7 | 15 | 0
AMM-U-0880 | U | Rooftop | C-RAN | 3 | 3 | 0 | 3 | 3 | 3 | 0 | 0 | 1 | 18 | 6060 | 8530 | 21 | 33.6 | 7 | 15 | 0
AMM-U-0881 | U | Rooftop | C-RAN | 3 | 3 | 0 | 3 | 3 | 3 | 0 | 0 | 1 | 18 | 6060 | 8530 | 21 | 33.6 | 7 | 15 | 0
AMM-U-0882 | U | Rooftop | C-RAN | 3 | 3 | 0 | 3 | 3 | 3 | 0 | 0 | 1 | 18 | 6060 | 8530 | 21 | 33.6 | 7 | 15 | 0
AMM-U-0883 | U | Rooftop | C-RAN | 3 | 3 | 0 | 3 | 3 | 3 | 0 | 0 | 1 | 18 | 6060 | 8530 | 21 | 33.6 | 7 | 15 | 0
AMM-U-0884 | U | Rooftop | C-RAN | 3 | 3 | 0 | 3 | 3 | 3 | 0 | 0 | 1 | 18 | 6060 | 8530 | 21 | 33.6 | 7 | 15 | 0
AMM-U-0885 | U | Rooftop | C-RAN | 3 | 3 | 0 | 3 | 3 | 3 | 0 | 0 | 1 | 18 | 6060 | 8530 | 21 | 33.6 | 7 | 15 | 0
AMM-U-0886 | U | Rooftop | C-RAN | 3 | 3 | 0 | 3 | 3 | 3 | 0 | 0 | 1 | 18 | 6060 | 8530 | 21 | 33.6 | 7 | 15 | 0
AMM-U-0887 | U | Monopole / greenfield | C-RAN | 3 | 3 | 0 | 3 | 3 | 3 | 0 | 0 | 1 | 18 | 6060 | 8530 | 21 | 33.6 | 7 | 15 | 0
AMM-U-0888 | U | Monopole / greenfield | C-RAN | 3 | 3 | 0 | 3 | 3 | 3 | 0 | 0 | 1 | 18 | 6060 | 8530 | 21 | 33.6 | 7 | 15 | 0
AMM-U-0889 | U | Monopole / greenfield | C-RAN | 3 | 3 | 0 | 3 | 3 | 3 | 0 | 0 | 1 | 18 | 6060 | 8530 | 21 | 33.6 | 7 | 15 | 0
AMM-U-0890 | U | Monopole / greenfield | C-RAN | 3 | 3 | 0 | 3 | 3 | 3 | 0 | 0 | 1 | 18 | 6060 | 8530 | 21 | 33.6 | 7 | 15 | 0
AMM-U-0891 | U | Monopole / greenfield | C-RAN | 3 | 3 | 0 | 3 | 3 | 3 | 0 | 0 | 1 | 18 | 6060 | 8530 | 21 | 33.6 | 7 | 15 | 0
AMM-U-0892 | U | Monopole / greenfield | C-RAN | 3 | 3 | 0 | 3 | 3 | 3 | 0 | 0 | 1 | 18 | 6060 | 8530 | 21 | 33.6 | 7 | 15 | 0
AMM-U-0893 | U | Monopole / greenfield | C-RAN | 3 | 3 | 0 | 3 | 3 | 3 | 0 | 0 | 1 | 18 | 6060 | 8530 | 21 | 33.6 | 7 | 15 | 0
AMM-U-0894 | U | Rooftop | C-RAN | 3 | 3 | 0 | 3 | 3 | 3 | 0 | 0 | 1 | 18 | 6060 | 8530 | 21 | 33.6 | 7 | 15 | 0
AMM-U-0895 | U | Rooftop | C-RAN | 3 | 3 | 0 | 3 | 3 | 3 | 0 | 0 | 1 | 18 | 6060 | 8530 | 21 | 33.6 | 7 | 15 | 0
AMM-U-0896 | U | Rooftop | C-RAN | 3 | 3 | 0 | 3 | 3 | 3 | 0 | 0 | 1 | 18 | 6060 | 8530 | 21 | 33.6 | 7 | 15 | 0
AMM-U-0897 | U | Rooftop | C-RAN | 3 | 3 | 0 | 3 | 3 | 3 | 0 | 0 | 1 | 18 | 6060 | 8530 | 21 | 33.6 | 7 | 15 | 0
AMM-U-0898 | U | Rooftop | C-RAN | 3 | 3 | 0 | 3 | 3 | 3 | 0 | 0 | 1 | 18 | 6060 | 8530 | 21 | 33.6 | 7 | 15 | 0
AMM-U-0899 | U | Rooftop | C-RAN | 3 | 3 | 0 | 3 | 3 | 3 | 0 | 0 | 1 | 18 | 6060 | 8530 | 21 | 33.6 | 7 | 15 | 0
AMM-U-0900 | U | Rooftop | C-RAN | 3 | 3 | 0 | 3 | 3 | 3 | 0 | 0 | 1 | 18 | 6060 | 8530 | 21 | 33.6 | 7 | 15 | 0
AMM-U-0901 | U | Rooftop | C-RAN | 3 | 3 | 0 | 3 | 3 | 3 | 0 | 0 | 1 | 18 | 6060 | 8530 | 21 | 33.6 | 7 | 15 | 0
AMM-U-0902 | U | Rooftop | C-RAN | 3 | 3 | 0 | 3 | 3 | 3 | 0 | 0 | 1 | 18 | 6060 | 8530 | 21 | 33.6 | 7 | 15 | 0
AMM-U-0903 | U | Rooftop | C-RAN | 3 | 3 | 0 | 3 | 3 | 3 | 0 | 0 | 1 | 18 | 6060 | 8530 | 21 | 33.6 | 7 | 15 | 0
AMM-U-0904 | U | Rooftop | C-RAN | 3 | 3 | 0 | 3 | 3 | 3 | 0 | 0 | 1 | 18 | 6060 | 8530 | 21 | 33.6 | 7 | 15 | 0
AMM-U-0905 | U | Rooftop | C-RAN | 3 | 3 | 0 | 3 | 3 | 3 | 0 | 0 | 1 | 18 | 6060 | 8530 | 21 | 33.6 | 7 | 15 | 0
AMM-U-0906 | U | Rooftop | C-RAN | 3 | 3 | 0 | 3 | 3 | 3 | 0 | 0 | 1 | 18 | 6060 | 8530 | 21 | 33.6 | 7 | 15 | 0
AMM-U-0907 | U | Rooftop | C-RAN | 3 | 3 | 0 | 3 | 3 | 3 | 0 | 0 | 1 | 18 | 6060 | 8530 | 21 | 33.6 | 7 | 15 | 0
AMM-U-0908 | U | Monopole / greenfield | C-RAN | 3 | 3 | 0 | 3 | 3 | 3 | 0 | 0 | 1 | 18 | 6060 | 8530 | 21 | 33.6 | 7 | 15 | 0
AMM-U-0909 | U | Monopole / greenfield | C-RAN | 3 | 3 | 0 | 3 | 3 | 3 | 0 | 0 | 1 | 18 | 6060 | 8530 | 21 | 33.6 | 7 | 15 | 0
AMM-U-0910 | U | Monopole / greenfield | C-RAN | 3 | 3 | 0 | 3 | 3 | 3 | 0 | 0 | 1 | 18 | 6060 | 8530 | 21 | 33.6 | 7 | 15 | 0
AMM-U-0911 | U | Monopole / greenfield | C-RAN | 3 | 3 | 0 | 3 | 3 | 3 | 0 | 0 | 1 | 18 | 6060 | 8530 | 21 | 33.6 | 7 | 15 | 0
AMM-U-0912 | U | Monopole / greenfield | C-RAN | 3 | 3 | 0 | 3 | 3 | 3 | 0 | 0 | 1 | 18 | 6060 | 8530 | 21 | 33.6 | 7 | 15 | 0
AMM-U-0913 | U | Monopole / greenfield | C-RAN | 3 | 3 | 0 | 3 | 3 | 3 | 0 | 0 | 1 | 18 | 6060 | 8530 | 21 | 33.6 | 7 | 15 | 0
AMM-U-0914 | U | Monopole / greenfield | C-RAN | 3 | 3 | 0 | 3 | 3 | 3 | 0 | 0 | 1 | 18 | 6060 | 8530 | 21 | 33.6 | 7 | 15 | 0
AMM-U-0915 | U | Rooftop | C-RAN | 3 | 3 | 0 | 3 | 3 | 3 | 0 | 0 | 1 | 18 | 6060 | 8530 | 21 | 33.6 | 7 | 15 | 0
AMM-U-0916 | U | Rooftop | C-RAN | 3 | 3 | 0 | 3 | 3 | 3 | 0 | 0 | 1 | 18 | 6060 | 8530 | 21 | 33.6 | 7 | 15 | 0
AMM-U-0917 | U | Rooftop | C-RAN | 3 | 3 | 0 | 3 | 3 | 3 | 0 | 0 | 1 | 18 | 6060 | 8530 | 21 | 33.6 | 7 | 15 | 0
AMM-U-0918 | U | Rooftop | C-RAN | 3 | 3 | 0 | 3 | 3 | 3 | 0 | 0 | 1 | 18 | 6060 | 8530 | 21 | 33.6 | 7 | 15 | 0
AMM-U-0919 | U | Rooftop | C-RAN | 3 | 3 | 0 | 3 | 3 | 3 | 0 | 0 | 1 | 18 | 6060 | 8530 | 21 | 33.6 | 7 | 15 | 0
AMM-U-0920 | U | Rooftop | C-RAN | 3 | 3 | 0 | 3 | 3 | 3 | 0 | 0 | 1 | 18 | 6060 | 8530 | 21 | 33.6 | 7 | 15 | 0
AMM-U-0921 | U | Rooftop | C-RAN | 3 | 3 | 0 | 3 | 3 | 3 | 0 | 0 | 1 | 18 | 6060 | 8530 | 21 | 33.6 | 7 | 15 | 0
AMM-U-0922 | U | Rooftop | C-RAN | 3 | 3 | 0 | 3 | 3 | 3 | 0 | 0 | 1 | 18 | 6060 | 8530 | 21 | 33.6 | 7 | 15 | 0
AMM-U-0923 | U | Rooftop | C-RAN | 3 | 3 | 0 | 3 | 3 | 3 | 0 | 0 | 1 | 18 | 6060 | 8530 | 21 | 33.6 | 7 | 15 | 0
AMM-U-0924 | U | Rooftop | C-RAN | 3 | 3 | 0 | 3 | 3 | 3 | 0 | 0 | 1 | 18 | 6060 | 8530 | 21 | 33.6 | 7 | 15 | 0
AMM-U-0925 | U | Rooftop | C-RAN | 3 | 3 | 0 | 3 | 3 | 3 | 0 | 0 | 1 | 18 | 6060 | 8530 | 21 | 33.6 | 7 | 15 | 0
AMM-U-0926 | U | Rooftop | C-RAN | 3 | 3 | 0 | 3 | 3 | 3 | 0 | 0 | 1 | 18 | 6060 | 8530 | 21 | 33.6 | 7 | 15 | 0
AMM-U-0927 | U | Rooftop | C-RAN | 3 | 3 | 0 | 3 | 3 | 3 | 0 | 0 | 1 | 18 | 6060 | 8530 | 21 | 33.6 | 7 | 15 | 0
AMM-U-0928 | U | Monopole / greenfield | C-RAN | 3 | 3 | 0 | 3 | 3 | 3 | 0 | 0 | 1 | 18 | 6060 | 8530 | 21 | 33.6 | 7 | 15 | 0
AMM-U-0929 | U | Monopole / greenfield | C-RAN | 3 | 3 | 0 | 3 | 3 | 3 | 0 | 0 | 1 | 18 | 6060 | 8530 | 21 | 33.6 | 7 | 15 | 0
AMM-U-0930 | U | Monopole / greenfield | C-RAN | 3 | 3 | 0 | 3 | 3 | 3 | 0 | 0 | 1 | 18 | 6060 | 8530 | 21 | 33.6 | 7 | 15 | 0
AMM-U-0931 | U | Monopole / greenfield | C-RAN | 3 | 3 | 0 | 3 | 3 | 3 | 0 | 0 | 1 | 18 | 6060 | 8530 | 21 | 33.6 | 7 | 15 | 0
AMM-U-0932 | U | Monopole / greenfield | C-RAN | 3 | 3 | 0 | 3 | 3 | 3 | 0 | 0 | 1 | 18 | 6060 | 8530 | 21 | 33.6 | 7 | 15 | 0
AMM-U-0933 | U | Monopole / greenfield | C-RAN | 3 | 3 | 0 | 3 | 3 | 3 | 0 | 0 | 1 | 18 | 6060 | 8530 | 21 | 33.6 | 7 | 15 | 0
AMM-U-0934 | U | Monopole / greenfield | C-RAN | 3 | 3 | 0 | 3 | 3 | 3 | 0 | 0 | 1 | 18 | 6060 | 8530 | 21 | 33.6 | 7 | 15 | 0
AMM-U-0935 | U | Monopole / greenfield | C-RAN | 3 | 3 | 0 | 3 | 3 | 3 | 0 | 0 | 1 | 18 | 6060 | 8530 | 21 | 33.6 | 7 | 15 | 0
AMM-U-0936 | U | Monopole / greenfield | C-RAN | 3 | 3 | 0 | 3 | 3 | 3 | 0 | 0 | 1 | 18 | 6060 | 8530 | 21 | 33.6 | 7 | 15 | 0
AMM-U-0937 | U | Rooftop | C-RAN | 3 | 3 | 0 | 3 | 3 | 3 | 0 | 0 | 1 | 18 | 6060 | 8530 | 21 | 33.6 | 7 | 15 | 0
AMM-U-0938 | U | Rooftop | C-RAN | 3 | 3 | 0 | 3 | 3 | 3 | 0 | 0 | 1 | 18 | 6060 | 8530 | 21 | 33.6 | 7 | 15 | 0
AMM-U-0939 | U | Rooftop | C-RAN | 3 | 3 | 0 | 3 | 3 | 3 | 0 | 0 | 1 | 18 | 6060 | 8530 | 21 | 33.6 | 7 | 15 | 0
AMM-U-0940 | U | Rooftop | C-RAN | 3 | 3 | 0 | 3 | 3 | 3 | 0 | 0 | 1 | 18 | 6060 | 8530 | 21 | 33.6 | 7 | 15 | 0
AMM-U-0941 | U | Rooftop | C-RAN | 3 | 3 | 0 | 3 | 3 | 3 | 0 | 0 | 1 | 18 | 6060 | 8530 | 21 | 33.6 | 7 | 15 | 0
AMM-U-0942 | U | Rooftop | C-RAN | 3 | 3 | 0 | 3 | 3 | 3 | 0 | 0 | 1 | 18 | 6060 | 8530 | 21 | 33.6 | 7 | 15 | 0
AMM-U-0943 | U | Rooftop | C-RAN | 3 | 3 | 0 | 3 | 3 | 3 | 0 | 0 | 1 | 18 | 6060 | 8530 | 21 | 33.6 | 7 | 15 | 0
AMM-U-0944 | U | Rooftop | C-RAN | 3 | 3 | 0 | 3 | 3 | 3 | 0 | 0 | 1 | 18 | 6060 | 8530 | 21 | 33.6 | 7 | 15 | 0
AMM-U-0945 | U | Rooftop | C-RAN | 3 | 3 | 0 | 3 | 3 | 3 | 0 | 0 | 1 | 18 | 6060 | 8530 | 21 | 33.6 | 7 | 15 | 0
AMM-U-0946 | U | Rooftop | C-RAN | 3 | 3 | 0 | 3 | 3 | 3 | 0 | 0 | 1 | 18 | 6060 | 8530 | 21 | 33.6 | 7 | 15 | 0
AMM-U-0947 | U | Rooftop | C-RAN | 3 | 3 | 0 | 3 | 3 | 3 | 0 | 0 | 1 | 18 | 6060 | 8530 | 21 | 33.6 | 7 | 15 | 0
AMM-U-0948 | U | Rooftop | C-RAN | 3 | 3 | 0 | 3 | 3 | 3 | 0 | 0 | 1 | 18 | 6060 | 8530 | 21 | 33.6 | 7 | 15 | 0
AMM-U-0949 | U | Rooftop | C-RAN | 3 | 3 | 0 | 3 | 3 | 3 | 0 | 0 | 1 | 18 | 6060 | 8530 | 21 | 33.6 | 7 | 15 | 0
AMM-U-0950 | U | Rooftop | C-RAN | 3 | 3 | 0 | 3 | 3 | 3 | 0 | 0 | 1 | 18 | 6060 | 8530 | 21 | 33.6 | 7 | 15 | 0
AMM-U-0951 | U | Monopole / greenfield | C-RAN | 3 | 3 | 0 | 3 | 3 | 3 | 0 | 0 | 1 | 18 | 6060 | 8530 | 21 | 33.6 | 7 | 15 | 0
AMM-U-0952 | U | Monopole / greenfield | C-RAN | 3 | 3 | 0 | 3 | 3 | 3 | 0 | 0 | 1 | 18 | 6060 | 8530 | 21 | 33.6 | 7 | 15 | 0
AMM-U-0953 | U | Monopole / greenfield | C-RAN | 3 | 3 | 0 | 3 | 3 | 3 | 0 | 0 | 1 | 18 | 6060 | 8530 | 21 | 33.6 | 7 | 15 | 0
AMM-U-0954 | U | Monopole / greenfield | C-RAN | 3 | 3 | 0 | 3 | 3 | 3 | 0 | 0 | 1 | 18 | 6060 | 8530 | 21 | 33.6 | 7 | 15 | 0
AMM-U-0955 | U | Monopole / greenfield | C-RAN | 3 | 3 | 0 | 3 | 3 | 3 | 0 | 0 | 1 | 18 | 6060 | 8530 | 21 | 33.6 | 7 | 15 | 0
AMM-U-0956 | U | Monopole / greenfield | C-RAN | 3 | 3 | 0 | 3 | 3 | 3 | 0 | 0 | 1 | 18 | 6060 | 8530 | 21 | 33.6 | 7 | 15 | 0
AMM-U-0957 | U | Monopole / greenfield | C-RAN | 3 | 3 | 0 | 3 | 3 | 3 | 0 | 0 | 1 | 18 | 6060 | 8530 | 21 | 33.6 | 7 | 15 | 0
AMM-U-0958 | U | Monopole / greenfield | C-RAN | 3 | 3 | 0 | 3 | 3 | 3 | 0 | 0 | 1 | 18 | 6060 | 8530 | 21 | 33.6 | 7 | 15 | 0
AMM-U-0959 | U | Monopole / greenfield | C-RAN | 3 | 3 | 0 | 3 | 3 | 3 | 0 | 0 | 1 | 18 | 6060 | 8530 | 21 | 33.6 | 7 | 15 | 0
AMM-U-0960 | U | Monopole / greenfield | C-RAN | 3 | 3 | 0 | 3 | 3 | 3 | 0 | 0 | 1 | 18 | 6060 | 8530 | 21 | 33.6 | 7 | 15 | 0
AMM-U-0961 | U | Rooftop | C-RAN | 3 | 3 | 0 | 3 | 3 | 3 | 0 | 0 | 1 | 18 | 6060 | 8530 | 21 | 33.6 | 7 | 15 | 0
AMM-U-0962 | U | Rooftop | C-RAN | 3 | 3 | 0 | 3 | 3 | 3 | 0 | 0 | 1 | 18 | 6060 | 8530 | 21 | 33.6 | 7 | 15 | 0
AMM-U-0963 | U | Rooftop | C-RAN | 3 | 3 | 0 | 3 | 3 | 3 | 0 | 0 | 1 | 18 | 6060 | 8530 | 21 | 33.6 | 7 | 15 | 0
AMM-U-0964 | U | Rooftop | C-RAN | 3 | 3 | 0 | 3 | 3 | 3 | 0 | 0 | 1 | 18 | 6060 | 8530 | 21 | 33.6 | 7 | 15 | 0
AMM-U-0965 | U | Rooftop | C-RAN | 3 | 3 | 0 | 3 | 3 | 3 | 0 | 0 | 1 | 18 | 6060 | 8530 | 21 | 33.6 | 7 | 15 | 0
AMM-U-0966 | U | Rooftop | C-RAN | 3 | 3 | 0 | 3 | 3 | 3 | 0 | 0 | 1 | 18 | 6060 | 8530 | 21 | 33.6 | 7 | 15 | 0
AMM-U-0967 | U | Rooftop | C-RAN | 3 | 3 | 0 | 3 | 3 | 3 | 0 | 0 | 1 | 18 | 6060 | 8530 | 21 | 33.6 | 7 | 15 | 0
AMM-U-0968 | U | Rooftop | C-RAN | 3 | 3 | 0 | 3 | 3 | 3 | 0 | 0 | 1 | 18 | 6060 | 8530 | 21 | 33.6 | 7 | 15 | 0
AMM-U-0969 | U | Rooftop | C-RAN | 3 | 3 | 0 | 3 | 3 | 3 | 0 | 0 | 1 | 18 | 6060 | 8530 | 21 | 33.6 | 7 | 15 | 0
AMM-U-0970 | U | Rooftop | C-RAN | 3 | 3 | 0 | 3 | 3 | 3 | 0 | 0 | 1 | 18 | 6060 | 8530 | 21 | 33.6 | 7 | 15 | 0
AMM-U-0971 | U | Rooftop | C-RAN | 3 | 3 | 0 | 3 | 3 | 3 | 0 | 0 | 1 | 18 | 6060 | 8530 | 21 | 33.6 | 7 | 15 | 0
AMM-U-0972 | U | Rooftop | C-RAN | 3 | 3 | 0 | 3 | 3 | 3 | 0 | 0 | 1 | 18 | 6060 | 8530 | 21 | 33.6 | 7 | 15 | 0
AMM-U-0973 | U | Rooftop | C-RAN | 3 | 3 | 0 | 3 | 3 | 3 | 0 | 0 | 1 | 18 | 6060 | 8530 | 21 | 33.6 | 7 | 15 | 0
AMM-U-0974 | U | Rooftop | C-RAN | 3 | 3 | 0 | 3 | 3 | 3 | 0 | 0 | 1 | 18 | 6060 | 8530 | 21 | 33.6 | 7 | 15 | 0
AMM-U-0975 | U | Rooftop | C-RAN | 3 | 3 | 0 | 3 | 3 | 3 | 0 | 0 | 1 | 18 | 6060 | 8530 | 21 | 33.6 | 7 | 15 | 0
AMM-U-0976 | U | Monopole / greenfield | C-RAN | 3 | 3 | 0 | 3 | 3 | 3 | 0 | 0 | 1 | 18 | 6060 | 8530 | 21 | 33.6 | 7 | 15 | 0
AMM-U-0977 | U | Monopole / greenfield | C-RAN | 3 | 3 | 0 | 3 | 3 | 3 | 0 | 0 | 1 | 18 | 6060 | 8530 | 21 | 33.6 | 7 | 15 | 0
AMM-U-0978 | U | Monopole / greenfield | C-RAN | 3 | 3 | 0 | 3 | 3 | 3 | 0 | 0 | 1 | 18 | 6060 | 8530 | 21 | 33.6 | 7 | 15 | 0
AMM-U-0979 | U | Monopole / greenfield | C-RAN | 3 | 3 | 0 | 3 | 3 | 3 | 0 | 0 | 1 | 18 | 6060 | 8530 | 21 | 33.6 | 7 | 15 | 0
AMM-U-0980 | U | Monopole / greenfield | C-RAN | 3 | 3 | 0 | 3 | 3 | 3 | 0 | 0 | 1 | 18 | 6060 | 8530 | 21 | 33.6 | 7 | 15 | 0
AMM-U-0981 | U | Monopole / greenfield | D-RAN | 3 | 3 | 0 | 3 | 3 | 3 | 1 | 1 | 0 | 18 | 6470 | 9100 | 21 | 38.4 | 8 | 15 | 0
AMM-U-0982 | U | Monopole / greenfield | C-RAN | 3 | 3 | 0 | 3 | 3 | 3 | 0 | 0 | 1 | 18 | 6060 | 8530 | 21 | 33.6 | 7 | 15 | 0
AMM-U-0983 | U | Monopole / greenfield | C-RAN | 3 | 3 | 0 | 3 | 3 | 3 | 0 | 0 | 1 | 18 | 6060 | 8530 | 21 | 33.6 | 7 | 15 | 0
AMM-U-0984 | U | Monopole / greenfield | C-RAN | 3 | 3 | 0 | 3 | 3 | 3 | 0 | 0 | 1 | 18 | 6060 | 8530 | 21 | 33.6 | 7 | 15 | 0
AMM-U-0985 | U | Monopole / greenfield | C-RAN | 3 | 3 | 0 | 3 | 3 | 3 | 0 | 0 | 1 | 18 | 6060 | 8530 | 21 | 33.6 | 7 | 15 | 0
AMM-U-0986 | U | Monopole / greenfield | C-RAN | 3 | 3 | 0 | 3 | 3 | 3 | 0 | 0 | 1 | 18 | 6060 | 8530 | 21 | 33.6 | 7 | 15 | 0
AMM-U-0987 | U | Rooftop | C-RAN | 3 | 3 | 0 | 3 | 3 | 3 | 0 | 0 | 1 | 18 | 6060 | 8530 | 21 | 33.6 | 7 | 15 | 0
AMM-U-0988 | U | Rooftop | C-RAN | 3 | 3 | 0 | 3 | 3 | 3 | 0 | 0 | 1 | 18 | 6060 | 8530 | 21 | 33.6 | 7 | 15 | 0
AMM-U-0989 | U | Rooftop | C-RAN | 3 | 3 | 0 | 3 | 3 | 3 | 0 | 0 | 1 | 18 | 6060 | 8530 | 21 | 33.6 | 7 | 15 | 0
AMM-U-0990 | U | Rooftop | C-RAN | 3 | 3 | 0 | 3 | 3 | 3 | 0 | 0 | 1 | 18 | 6060 | 8530 | 21 | 33.6 | 7 | 15 | 0
AMM-U-0991 | U | Rooftop | C-RAN | 3 | 3 | 0 | 3 | 3 | 3 | 0 | 0 | 1 | 18 | 6060 | 8530 | 21 | 33.6 | 7 | 15 | 0
AMM-U-0992 | U | Rooftop | C-RAN | 3 | 3 | 0 | 3 | 3 | 3 | 0 | 0 | 1 | 18 | 6060 | 8530 | 21 | 33.6 | 7 | 15 | 0
AMM-U-0993 | U | Rooftop | C-RAN | 3 | 3 | 0 | 3 | 3 | 3 | 0 | 0 | 1 | 18 | 6060 | 8530 | 21 | 33.6 | 7 | 15 | 0
AMM-U-0994 | U | Rooftop | C-RAN | 3 | 3 | 0 | 3 | 3 | 3 | 0 | 0 | 1 | 18 | 6060 | 8530 | 21 | 33.6 | 7 | 15 | 0
AMM-U-0995 | U | Rooftop | C-RAN | 3 | 3 | 0 | 3 | 3 | 3 | 0 | 0 | 1 | 18 | 6060 | 8530 | 21 | 33.6 | 7 | 15 | 0
AMM-U-0996 | U | Rooftop | C-RAN | 3 | 3 | 0 | 3 | 3 | 3 | 0 | 0 | 1 | 18 | 6060 | 8530 | 21 | 33.6 | 7 | 15 | 0
AMM-U-0997 | U | Rooftop | C-RAN | 3 | 3 | 0 | 3 | 3 | 3 | 0 | 0 | 1 | 18 | 6060 | 8530 | 21 | 33.6 | 7 | 15 | 0
AMM-U-0998 | U | Rooftop | C-RAN | 3 | 3 | 0 | 3 | 3 | 3 | 0 | 0 | 1 | 18 | 6060 | 8530 | 21 | 33.6 | 7 | 15 | 0
AMM-U-0999 | U | Monopole / greenfield | C-RAN | 3 | 3 | 0 | 3 | 3 | 3 | 0 | 0 | 1 | 18 | 6060 | 8530 | 21 | 33.6 | 7 | 15 | 0
AMM-U-1000 | U | Monopole / greenfield | C-RAN | 3 | 3 | 0 | 3 | 3 | 3 | 0 | 0 | 1 | 18 | 6060 | 8530 | 21 | 33.6 | 7 | 15 | 0
AMM-U-1001 | U | Rooftop | C-RAN | 3 | 3 | 0 | 3 | 3 | 3 | 0 | 0 | 1 | 18 | 6060 | 8530 | 21 | 33.6 | 7 | 15 | 0
AMM-U-1002 | U | Monopole / greenfield | C-RAN | 3 | 3 | 0 | 3 | 3 | 3 | 0 | 0 | 1 | 18 | 6060 | 8530 | 21 | 33.6 | 7 | 15 | 0
AMM-U-1003 | U | Monopole / greenfield | C-RAN | 3 | 3 | 0 | 3 | 3 | 3 | 0 | 0 | 1 | 18 | 6060 | 8530 | 21 | 33.6 | 7 | 15 | 0
AMM-U-1004 | U | Monopole / greenfield | C-RAN | 3 | 3 | 0 | 3 | 3 | 3 | 0 | 0 | 1 | 18 | 6060 | 8530 | 21 | 33.6 | 7 | 15 | 0
AMM-U-1005 | U | Monopole / greenfield | C-RAN | 3 | 3 | 0 | 3 | 3 | 3 | 0 | 0 | 1 | 18 | 6060 | 8530 | 21 | 33.6 | 7 | 15 | 0
AMM-U-1006 | U | Monopole / greenfield | C-RAN | 3 | 3 | 0 | 3 | 3 | 3 | 0 | 0 | 1 | 18 | 6060 | 8530 | 21 | 33.6 | 7 | 15 | 0
AMM-U-1007 | U | Monopole / greenfield | C-RAN | 3 | 3 | 0 | 3 | 3 | 3 | 0 | 0 | 1 | 18 | 6060 | 8530 | 21 | 33.6 | 7 | 15 | 0
AMM-U-1008 | U | Monopole / greenfield | D-RAN | 3 | 3 | 0 | 3 | 3 | 3 | 1 | 1 | 0 | 18 | 6470 | 9100 | 21 | 38.4 | 8 | 15 | 0
AMM-U-1009 | U | Monopole / greenfield | C-RAN | 3 | 3 | 0 | 3 | 3 | 3 | 0 | 0 | 1 | 18 | 6060 | 8530 | 21 | 33.6 | 7 | 15 | 0
AMM-U-1010 | U | Monopole / greenfield | C-RAN | 3 | 3 | 0 | 3 | 3 | 3 | 0 | 0 | 1 | 18 | 6060 | 8530 | 21 | 33.6 | 7 | 15 | 0
AMM-U-1011 | U | Monopole / greenfield | C-RAN | 3 | 3 | 0 | 3 | 3 | 3 | 0 | 0 | 1 | 18 | 6060 | 8530 | 21 | 33.6 | 7 | 15 | 0
AMM-U-1012 | U | Monopole / greenfield | C-RAN | 3 | 3 | 0 | 3 | 3 | 3 | 0 | 0 | 1 | 18 | 6060 | 8530 | 21 | 33.6 | 7 | 15 | 0
AMM-U-1013 | U | Rooftop | C-RAN | 3 | 3 | 0 | 3 | 3 | 3 | 0 | 0 | 1 | 18 | 6060 | 8530 | 21 | 33.6 | 7 | 15 | 0
AMM-U-1014 | U | Rooftop | C-RAN | 3 | 3 | 0 | 3 | 3 | 3 | 0 | 0 | 1 | 18 | 6060 | 8530 | 21 | 33.6 | 7 | 15 | 0
AMM-U-1015 | U | Rooftop | C-RAN | 3 | 3 | 0 | 3 | 3 | 3 | 0 | 0 | 1 | 18 | 6060 | 8530 | 21 | 33.6 | 7 | 15 | 0
AMM-U-1016 | U | Rooftop | C-RAN | 3 | 3 | 0 | 3 | 3 | 3 | 0 | 0 | 1 | 18 | 6060 | 8530 | 21 | 33.6 | 7 | 15 | 0
AMM-U-1017 | U | Rooftop | C-RAN | 3 | 3 | 0 | 3 | 3 | 3 | 0 | 0 | 1 | 18 | 6060 | 8530 | 21 | 33.6 | 7 | 15 | 0
AMM-U-1018 | U | Rooftop | C-RAN | 3 | 3 | 0 | 3 | 3 | 3 | 0 | 0 | 1 | 18 | 6060 | 8530 | 21 | 33.6 | 7 | 15 | 0
AMM-U-1019 | U | Rooftop | C-RAN | 3 | 3 | 0 | 3 | 3 | 3 | 0 | 0 | 1 | 18 | 6060 | 8530 | 21 | 33.6 | 7 | 15 | 0
AMM-U-1020 | U | Rooftop | C-RAN | 3 | 3 | 0 | 3 | 3 | 3 | 0 | 0 | 1 | 18 | 6060 | 8530 | 21 | 33.6 | 7 | 15 | 0
AMM-U-1021 | U | Rooftop | C-RAN | 3 | 3 | 0 | 3 | 3 | 3 | 0 | 0 | 1 | 18 | 6060 | 8530 | 21 | 33.6 | 7 | 15 | 0
AMM-U-1022 | U | Rooftop | C-RAN | 3 | 3 | 0 | 3 | 3 | 3 | 0 | 0 | 1 | 18 | 6060 | 8530 | 21 | 33.6 | 7 | 15 | 0
AMM-U-1023 | U | Rooftop | C-RAN | 3 | 3 | 0 | 3 | 3 | 3 | 0 | 0 | 1 | 18 | 6060 | 8530 | 21 | 33.6 | 7 | 15 | 0
AMM-U-1024 | U | Rooftop | C-RAN | 3 | 3 | 0 | 3 | 3 | 3 | 0 | 0 | 1 | 18 | 6060 | 8530 | 21 | 33.6 | 7 | 15 | 0
AMM-U-1025 | U | Rooftop | C-RAN | 3 | 3 | 0 | 3 | 3 | 3 | 0 | 0 | 1 | 18 | 6060 | 8530 | 21 | 33.6 | 7 | 15 | 0
AMM-U-1026 | U | Rooftop | C-RAN | 3 | 3 | 0 | 3 | 3 | 3 | 0 | 0 | 1 | 18 | 6060 | 8530 | 21 | 33.6 | 7 | 15 | 0
AMM-U-1027 | U | Rooftop | C-RAN | 3 | 3 | 0 | 3 | 3 | 3 | 0 | 0 | 1 | 18 | 6060 | 8530 | 21 | 33.6 | 7 | 15 | 0
AMM-U-1028 | U | Monopole / greenfield | C-RAN | 3 | 3 | 0 | 3 | 3 | 3 | 0 | 0 | 1 | 18 | 6060 | 8530 | 21 | 33.6 | 7 | 15 | 0
AMM-U-1029 | U | Monopole / greenfield | C-RAN | 3 | 3 | 0 | 3 | 3 | 3 | 0 | 0 | 1 | 18 | 6060 | 8530 | 21 | 33.6 | 7 | 15 | 0
AMM-U-1030 | U | Monopole / greenfield | C-RAN | 3 | 3 | 0 | 3 | 3 | 3 | 0 | 0 | 1 | 18 | 6060 | 8530 | 21 | 33.6 | 7 | 15 | 0
AMM-U-1031 | U | Monopole / greenfield | C-RAN | 3 | 3 | 0 | 3 | 3 | 3 | 0 | 0 | 1 | 18 | 6060 | 8530 | 21 | 33.6 | 7 | 15 | 0
AMM-U-1032 | U | Monopole / greenfield | C-RAN | 3 | 3 | 0 | 3 | 3 | 3 | 0 | 0 | 1 | 18 | 6060 | 8530 | 21 | 33.6 | 7 | 15 | 0
AMM-U-1033 | U | Monopole / greenfield | D-RAN | 3 | 3 | 0 | 3 | 3 | 3 | 1 | 1 | 0 | 18 | 6470 | 9100 | 21 | 38.4 | 8 | 15 | 0
AMM-U-1034 | U | Monopole / greenfield | C-RAN | 3 | 3 | 0 | 3 | 3 | 3 | 0 | 0 | 1 | 18 | 6060 | 8530 | 21 | 33.6 | 7 | 15 | 0
AMM-U-1035 | U | Monopole / greenfield | C-RAN | 3 | 3 | 0 | 3 | 3 | 3 | 0 | 0 | 1 | 18 | 6060 | 8530 | 21 | 33.6 | 7 | 15 | 0
AMM-U-1036 | U | Monopole / greenfield | C-RAN | 3 | 3 | 0 | 3 | 3 | 3 | 0 | 0 | 1 | 18 | 6060 | 8530 | 21 | 33.6 | 7 | 15 | 0
AMM-U-1037 | U | Monopole / greenfield | C-RAN | 3 | 3 | 0 | 3 | 3 | 3 | 0 | 0 | 1 | 18 | 6060 | 8530 | 21 | 33.6 | 7 | 15 | 0
AMM-U-1038 | U | Rooftop | C-RAN | 3 | 3 | 0 | 3 | 3 | 3 | 0 | 0 | 1 | 18 | 6060 | 8530 | 21 | 33.6 | 7 | 15 | 0
AMM-U-1039 | U | Rooftop | C-RAN | 3 | 3 | 0 | 3 | 3 | 3 | 0 | 0 | 1 | 18 | 6060 | 8530 | 21 | 33.6 | 7 | 15 | 0
AMM-U-1040 | U | Rooftop | C-RAN | 3 | 3 | 0 | 3 | 3 | 3 | 0 | 0 | 1 | 18 | 6060 | 8530 | 21 | 33.6 | 7 | 15 | 0
AMM-U-1041 | U | Rooftop | C-RAN | 3 | 3 | 0 | 3 | 3 | 3 | 0 | 0 | 1 | 18 | 6060 | 8530 | 21 | 33.6 | 7 | 15 | 0
AMM-U-1042 | U | Rooftop | C-RAN | 3 | 3 | 0 | 3 | 3 | 3 | 0 | 0 | 1 | 18 | 6060 | 8530 | 21 | 33.6 | 7 | 15 | 0
AMM-U-1043 | U | Rooftop | C-RAN | 3 | 3 | 0 | 3 | 3 | 3 | 0 | 0 | 1 | 18 | 6060 | 8530 | 21 | 33.6 | 7 | 15 | 0
AMM-U-1044 | U | Rooftop | C-RAN | 3 | 3 | 0 | 3 | 3 | 3 | 0 | 0 | 1 | 18 | 6060 | 8530 | 21 | 33.6 | 7 | 15 | 0
AMM-U-1045 | U | Rooftop | C-RAN | 3 | 3 | 0 | 3 | 3 | 3 | 0 | 0 | 1 | 18 | 6060 | 8530 | 21 | 33.6 | 7 | 15 | 0
AMM-U-1046 | U | Rooftop | C-RAN | 3 | 3 | 0 | 3 | 3 | 3 | 0 | 0 | 1 | 18 | 6060 | 8530 | 21 | 33.6 | 7 | 15 | 0
AMM-U-1047 | U | Rooftop | C-RAN | 3 | 3 | 0 | 3 | 3 | 3 | 0 | 0 | 1 | 18 | 6060 | 8530 | 21 | 33.6 | 7 | 15 | 0
AMM-U-1048 | U | Rooftop | C-RAN | 3 | 3 | 0 | 3 | 3 | 3 | 0 | 0 | 1 | 18 | 6060 | 8530 | 21 | 33.6 | 7 | 15 | 0
AMM-U-1049 | U | Rooftop | C-RAN | 3 | 3 | 0 | 3 | 3 | 3 | 0 | 0 | 1 | 18 | 6060 | 8530 | 21 | 33.6 | 7 | 15 | 0
AMM-U-1050 | U | Rooftop | C-RAN | 3 | 3 | 0 | 3 | 3 | 3 | 0 | 0 | 1 | 18 | 6060 | 8530 | 21 | 33.6 | 7 | 15 | 0
AMM-U-1051 | U | Rooftop | C-RAN | 3 | 3 | 0 | 3 | 3 | 3 | 0 | 0 | 1 | 18 | 6060 | 8530 | 21 | 33.6 | 7 | 15 | 0
AMM-U-1052 | U | Rooftop | C-RAN | 3 | 3 | 0 | 3 | 3 | 3 | 0 | 0 | 1 | 18 | 6060 | 8530 | 21 | 33.6 | 7 | 15 | 0
AMM-U-1053 | U | Rooftop | C-RAN | 3 | 3 | 0 | 3 | 3 | 3 | 0 | 0 | 1 | 18 | 6060 | 8530 | 21 | 33.6 | 7 | 15 | 0
AMM-U-1054 | U | Rooftop | C-RAN | 3 | 3 | 0 | 3 | 3 | 3 | 0 | 0 | 1 | 18 | 6060 | 8530 | 21 | 33.6 | 7 | 15 | 0
AMM-U-1055 | U | Rooftop | C-RAN | 3 | 3 | 0 | 3 | 3 | 3 | 0 | 0 | 1 | 18 | 6060 | 8530 | 21 | 33.6 | 7 | 15 | 0
AMM-U-1056 | U | Rooftop | C-RAN | 3 | 3 | 0 | 3 | 3 | 3 | 0 | 0 | 1 | 18 | 6060 | 8530 | 21 | 33.6 | 7 | 15 | 0
AMM-U-1057 | U | Rooftop | C-RAN | 3 | 3 | 0 | 3 | 3 | 3 | 0 | 0 | 1 | 18 | 6060 | 8530 | 21 | 33.6 | 7 | 15 | 0
AMM-U-1058 | U | Monopole / greenfield | C-RAN | 3 | 3 | 0 | 3 | 3 | 3 | 0 | 0 | 1 | 18 | 6060 | 8530 | 21 | 33.6 | 7 | 15 | 0
AMM-U-1059 | U | Monopole / greenfield | C-RAN | 3 | 3 | 0 | 3 | 3 | 3 | 0 | 0 | 1 | 18 | 6060 | 8530 | 21 | 33.6 | 7 | 15 | 0
AMM-U-1060 | U | Monopole / greenfield | C-RAN | 3 | 3 | 0 | 3 | 3 | 3 | 0 | 0 | 1 | 18 | 6060 | 8530 | 21 | 33.6 | 7 | 15 | 0
AMM-U-1061 | U | Monopole / greenfield | D-RAN | 3 | 3 | 0 | 3 | 3 | 3 | 1 | 1 | 0 | 18 | 6470 | 9100 | 21 | 38.4 | 8 | 15 | 0
AMM-U-1062 | U | Monopole / greenfield | C-RAN | 3 | 3 | 0 | 3 | 3 | 3 | 0 | 0 | 1 | 18 | 6060 | 8530 | 21 | 33.6 | 7 | 15 | 0
AMM-U-1063 | U | Monopole / greenfield | C-RAN | 3 | 3 | 0 | 3 | 3 | 3 | 0 | 0 | 1 | 18 | 6060 | 8530 | 21 | 33.6 | 7 | 15 | 0
AMM-U-1064 | U | Monopole / greenfield | C-RAN | 3 | 3 | 0 | 3 | 3 | 3 | 0 | 0 | 1 | 18 | 6060 | 8530 | 21 | 33.6 | 7 | 15 | 0
AMM-U-1065 | U | Monopole / greenfield | C-RAN | 3 | 3 | 0 | 3 | 3 | 3 | 0 | 0 | 1 | 18 | 6060 | 8530 | 21 | 33.6 | 7 | 15 | 0
AMM-U-1066 | U | Monopole / greenfield | C-RAN | 3 | 3 | 0 | 3 | 3 | 3 | 0 | 0 | 1 | 18 | 6060 | 8530 | 21 | 33.6 | 7 | 15 | 0
AMM-U-1067 | U | Rooftop | C-RAN | 3 | 3 | 0 | 3 | 3 | 3 | 0 | 0 | 1 | 18 | 6060 | 8530 | 21 | 33.6 | 7 | 15 | 0
AMM-U-1068 | U | Rooftop | C-RAN | 3 | 3 | 0 | 3 | 3 | 3 | 0 | 0 | 1 | 18 | 6060 | 8530 | 21 | 33.6 | 7 | 15 | 0
AMM-U-1069 | U | Rooftop | C-RAN | 3 | 3 | 0 | 3 | 3 | 3 | 0 | 0 | 1 | 18 | 6060 | 8530 | 21 | 33.6 | 7 | 15 | 0
AMM-U-1070 | U | Rooftop | C-RAN | 3 | 3 | 0 | 3 | 3 | 3 | 0 | 0 | 1 | 18 | 6060 | 8530 | 21 | 33.6 | 7 | 15 | 0
AMM-U-1071 | U | Rooftop | C-RAN | 3 | 3 | 0 | 3 | 3 | 3 | 0 | 0 | 1 | 18 | 6060 | 8530 | 21 | 33.6 | 7 | 15 | 0
AMM-U-1072 | U | Rooftop | C-RAN | 3 | 3 | 0 | 3 | 3 | 3 | 0 | 0 | 1 | 18 | 6060 | 8530 | 21 | 33.6 | 7 | 15 | 0
AMM-U-1073 | U | Rooftop | C-RAN | 3 | 3 | 0 | 3 | 3 | 3 | 0 | 0 | 1 | 18 | 6060 | 8530 | 21 | 33.6 | 7 | 15 | 0
AMM-U-1074 | U | Rooftop | C-RAN | 3 | 3 | 0 | 3 | 3 | 3 | 0 | 0 | 1 | 18 | 6060 | 8530 | 21 | 33.6 | 7 | 15 | 0
AMM-U-1075 | U | Rooftop | C-RAN | 3 | 3 | 0 | 3 | 3 | 3 | 0 | 0 | 1 | 18 | 6060 | 8530 | 21 | 33.6 | 7 | 15 | 0
AMM-U-1076 | U | Rooftop | C-RAN | 3 | 3 | 0 | 3 | 3 | 3 | 0 | 0 | 1 | 18 | 6060 | 8530 | 21 | 33.6 | 7 | 15 | 0
AMM-U-1077 | U | Rooftop | C-RAN | 3 | 3 | 0 | 3 | 3 | 3 | 0 | 0 | 1 | 18 | 6060 | 8530 | 21 | 33.6 | 7 | 15 | 0
AMM-U-1078 | U | Rooftop | C-RAN | 3 | 3 | 0 | 3 | 3 | 3 | 0 | 0 | 1 | 18 | 6060 | 8530 | 21 | 33.6 | 7 | 15 | 0
AMM-U-1079 | U | Rooftop | C-RAN | 3 | 3 | 0 | 3 | 3 | 3 | 0 | 0 | 1 | 18 | 6060 | 8530 | 21 | 33.6 | 7 | 15 | 0
AMM-U-1080 | U | Rooftop | C-RAN | 3 | 3 | 0 | 3 | 3 | 3 | 0 | 0 | 1 | 18 | 6060 | 8530 | 21 | 33.6 | 7 | 15 | 0
AMM-U-1081 | U | Rooftop | C-RAN | 3 | 3 | 0 | 3 | 3 | 3 | 0 | 0 | 1 | 18 | 6060 | 8530 | 21 | 33.6 | 7 | 15 | 0
AMM-U-1082 | U | Rooftop | C-RAN | 3 | 3 | 0 | 3 | 3 | 3 | 0 | 0 | 1 | 18 | 6060 | 8530 | 21 | 33.6 | 7 | 15 | 0
AMM-U-1083 | U | Rooftop | C-RAN | 3 | 3 | 0 | 3 | 3 | 3 | 0 | 0 | 1 | 18 | 6060 | 8530 | 21 | 33.6 | 7 | 15 | 0
AMM-U-1084 | U | Rooftop | C-RAN | 3 | 3 | 0 | 3 | 3 | 3 | 0 | 0 | 1 | 18 | 6060 | 8530 | 21 | 33.6 | 7 | 15 | 0
AMM-U-1085 | U | Rooftop | C-RAN | 3 | 3 | 0 | 3 | 3 | 3 | 0 | 0 | 1 | 18 | 6060 | 8530 | 21 | 33.6 | 7 | 15 | 0
AMM-U-1086 | U | Rooftop | C-RAN | 3 | 3 | 0 | 3 | 3 | 3 | 0 | 0 | 1 | 18 | 6060 | 8530 | 21 | 33.6 | 7 | 15 | 0
AMM-U-1087 | U | Rooftop | C-RAN | 3 | 3 | 0 | 3 | 3 | 3 | 0 | 0 | 1 | 18 | 6060 | 8530 | 21 | 33.6 | 7 | 15 | 0
AMM-U-1088 | U | Rooftop | C-RAN | 3 | 3 | 0 | 3 | 3 | 3 | 0 | 0 | 1 | 18 | 6060 | 8530 | 21 | 33.6 | 7 | 15 | 0
AMM-U-1089 | U | Rooftop | C-RAN | 3 | 3 | 0 | 3 | 3 | 3 | 0 | 0 | 1 | 18 | 6060 | 8530 | 21 | 33.6 | 7 | 15 | 0
AMM-U-1090 | U | Monopole / greenfield | C-RAN | 3 | 3 | 0 | 3 | 3 | 3 | 0 | 0 | 1 | 18 | 6060 | 8530 | 21 | 33.6 | 7 | 15 | 0
AMM-U-1091 | U | Monopole / greenfield | C-RAN | 3 | 3 | 0 | 3 | 3 | 3 | 0 | 0 | 1 | 18 | 6060 | 8530 | 21 | 33.6 | 7 | 15 | 0
AMM-U-1092 | U | Monopole / greenfield | C-RAN | 3 | 3 | 0 | 3 | 3 | 3 | 0 | 0 | 1 | 18 | 6060 | 8530 | 21 | 33.6 | 7 | 15 | 0
AMM-U-1093 | U | Monopole / greenfield | C-RAN | 3 | 3 | 0 | 3 | 3 | 3 | 0 | 0 | 1 | 18 | 6060 | 8530 | 21 | 33.6 | 7 | 15 | 0
AMM-U-1094 | U | Monopole / greenfield | C-RAN | 3 | 3 | 0 | 3 | 3 | 3 | 0 | 0 | 1 | 18 | 6060 | 8530 | 21 | 33.6 | 7 | 15 | 0
AMM-U-1095 | U | Monopole / greenfield | C-RAN | 3 | 3 | 0 | 3 | 3 | 3 | 0 | 0 | 1 | 18 | 6060 | 8530 | 21 | 33.6 | 7 | 15 | 0
AMM-U-1096 | U | Rooftop | C-RAN | 3 | 3 | 0 | 3 | 3 | 3 | 0 | 0 | 1 | 18 | 6060 | 8530 | 21 | 33.6 | 7 | 15 | 0
AMM-U-1097 | U | Monopole / greenfield | C-RAN | 3 | 3 | 0 | 3 | 3 | 3 | 0 | 0 | 1 | 18 | 6060 | 8530 | 21 | 33.6 | 7 | 15 | 0
AMM-U-1098 | U | Monopole / greenfield | C-RAN | 3 | 3 | 0 | 3 | 3 | 3 | 0 | 0 | 1 | 18 | 6060 | 8530 | 21 | 33.6 | 7 | 15 | 0
AMM-U-1099 | U | Rooftop | C-RAN | 3 | 3 | 0 | 3 | 3 | 3 | 0 | 0 | 1 | 18 | 6060 | 8530 | 21 | 33.6 | 7 | 15 | 0
AMM-U-1100 | U | Rooftop | C-RAN | 3 | 3 | 0 | 3 | 3 | 3 | 0 | 0 | 1 | 18 | 6060 | 8530 | 21 | 33.6 | 7 | 15 | 0
AMM-U-1101 | U | Rooftop | C-RAN | 3 | 3 | 0 | 3 | 3 | 3 | 0 | 0 | 1 | 18 | 6060 | 8530 | 21 | 33.6 | 7 | 15 | 0
AMM-U-1102 | U | Rooftop | C-RAN | 3 | 3 | 0 | 3 | 3 | 3 | 0 | 0 | 1 | 18 | 6060 | 8530 | 21 | 33.6 | 7 | 15 | 0
AMM-U-1103 | U | Rooftop | C-RAN | 3 | 3 | 0 | 3 | 3 | 3 | 0 | 0 | 1 | 18 | 6060 | 8530 | 21 | 33.6 | 7 | 15 | 0
AMM-U-1104 | U | Rooftop | C-RAN | 3 | 3 | 0 | 3 | 3 | 3 | 0 | 0 | 1 | 18 | 6060 | 8530 | 21 | 33.6 | 7 | 15 | 0
AMM-U-1105 | U | Rooftop | C-RAN | 3 | 3 | 0 | 3 | 3 | 3 | 0 | 0 | 1 | 18 | 6060 | 8530 | 21 | 33.6 | 7 | 15 | 0
AMM-U-1106 | U | Rooftop | C-RAN | 3 | 3 | 0 | 3 | 3 | 3 | 0 | 0 | 1 | 18 | 6060 | 8530 | 21 | 33.6 | 7 | 15 | 0
AMM-U-1107 | U | Rooftop | C-RAN | 3 | 3 | 0 | 3 | 3 | 3 | 0 | 0 | 1 | 18 | 6060 | 8530 | 21 | 33.6 | 7 | 15 | 0
AMM-U-1108 | U | Rooftop | C-RAN | 3 | 3 | 0 | 3 | 3 | 3 | 0 | 0 | 1 | 18 | 6060 | 8530 | 21 | 33.6 | 7 | 15 | 0
AMM-U-1109 | U | Rooftop | C-RAN | 3 | 3 | 0 | 3 | 3 | 3 | 0 | 0 | 1 | 18 | 6060 | 8530 | 21 | 33.6 | 7 | 15 | 0
AMM-U-1110 | U | Rooftop | C-RAN | 3 | 3 | 0 | 3 | 3 | 3 | 0 | 0 | 1 | 18 | 6060 | 8530 | 21 | 33.6 | 7 | 15 | 0
AMM-U-1111 | U | Rooftop | C-RAN | 3 | 3 | 0 | 3 | 3 | 3 | 0 | 0 | 1 | 18 | 6060 | 8530 | 21 | 33.6 | 7 | 15 | 0
AMM-U-1112 | U | Rooftop | C-RAN | 3 | 3 | 0 | 3 | 3 | 3 | 0 | 0 | 1 | 18 | 6060 | 8530 | 21 | 33.6 | 7 | 15 | 0
AMM-U-1113 | U | Rooftop | C-RAN | 3 | 3 | 0 | 3 | 3 | 3 | 0 | 0 | 1 | 18 | 6060 | 8530 | 21 | 33.6 | 7 | 15 | 0
AMM-U-1114 | U | Rooftop | C-RAN | 3 | 3 | 0 | 3 | 3 | 3 | 0 | 0 | 1 | 18 | 6060 | 8530 | 21 | 33.6 | 7 | 15 | 0
AMM-U-1115 | U | Rooftop | C-RAN | 3 | 3 | 0 | 3 | 3 | 3 | 0 | 0 | 1 | 18 | 6060 | 8530 | 21 | 33.6 | 7 | 15 | 0
AMM-U-1116 | U | Rooftop | C-RAN | 3 | 3 | 0 | 3 | 3 | 3 | 0 | 0 | 1 | 18 | 6060 | 8530 | 21 | 33.6 | 7 | 15 | 0
AMM-U-1117 | U | Rooftop | C-RAN | 3 | 3 | 0 | 3 | 3 | 3 | 0 | 0 | 1 | 18 | 6060 | 8530 | 21 | 33.6 | 7 | 15 | 0
AMM-U-1118 | U | Rooftop | C-RAN | 3 | 3 | 0 | 3 | 3 | 3 | 0 | 0 | 1 | 18 | 6060 | 8530 | 21 | 33.6 | 7 | 15 | 0
AMM-U-1119 | U | Rooftop | C-RAN | 3 | 3 | 0 | 3 | 3 | 3 | 0 | 0 | 1 | 18 | 6060 | 8530 | 21 | 33.6 | 7 | 15 | 0
AMM-U-1120 | U | Rooftop | C-RAN | 3 | 3 | 0 | 3 | 3 | 3 | 0 | 0 | 1 | 18 | 6060 | 8530 | 21 | 33.6 | 7 | 15 | 0
AMM-U-1121 | U | Rooftop | C-RAN | 3 | 3 | 0 | 3 | 3 | 3 | 0 | 0 | 1 | 18 | 6060 | 8530 | 21 | 33.6 | 7 | 15 | 0
AMM-U-1122 | U | Rooftop | C-RAN | 3 | 3 | 0 | 3 | 3 | 3 | 0 | 0 | 1 | 18 | 6060 | 8530 | 21 | 33.6 | 7 | 15 | 0
AMM-U-1123 | U | Rooftop | C-RAN | 3 | 3 | 0 | 3 | 3 | 3 | 0 | 0 | 1 | 18 | 6060 | 8530 | 21 | 33.6 | 7 | 15 | 0
AMM-U-1124 | U | Rooftop | C-RAN | 3 | 3 | 0 | 3 | 3 | 3 | 0 | 0 | 1 | 18 | 6060 | 8530 | 21 | 33.6 | 7 | 15 | 0
AMM-U-1125 | U | Rooftop | C-RAN | 3 | 3 | 0 | 3 | 3 | 3 | 0 | 0 | 1 | 18 | 6060 | 8530 | 21 | 33.6 | 7 | 15 | 0
AMM-U-1126 | U | Rooftop | C-RAN | 3 | 3 | 0 | 3 | 3 | 3 | 0 | 0 | 1 | 18 | 6060 | 8530 | 21 | 33.6 | 7 | 15 | 0
AMM-U-1127 | U | Rooftop | C-RAN | 3 | 3 | 0 | 3 | 3 | 3 | 0 | 0 | 1 | 18 | 6060 | 8530 | 21 | 33.6 | 7 | 15 | 0
AMM-U-1128 | U | Monopole / greenfield | C-RAN | 3 | 3 | 0 | 3 | 3 | 3 | 0 | 0 | 1 | 18 | 6060 | 8530 | 21 | 33.6 | 7 | 15 | 0
AMM-U-1129 | U | Rooftop | C-RAN | 3 | 3 | 0 | 3 | 3 | 3 | 0 | 0 | 1 | 18 | 6060 | 8530 | 21 | 33.6 | 7 | 15 | 0
AMM-U-1130 | U | Rooftop | C-RAN | 3 | 3 | 0 | 3 | 3 | 3 | 0 | 0 | 1 | 18 | 6060 | 8530 | 21 | 33.6 | 7 | 15 | 0
AMM-U-1131 | U | Rooftop | C-RAN | 3 | 3 | 0 | 3 | 3 | 3 | 0 | 0 | 1 | 18 | 6060 | 8530 | 21 | 33.6 | 7 | 15 | 0
AMM-U-1132 | U | Rooftop | C-RAN | 3 | 3 | 0 | 3 | 3 | 3 | 0 | 0 | 1 | 18 | 6060 | 8530 | 21 | 33.6 | 7 | 15 | 0
AMM-U-1133 | U | Rooftop | C-RAN | 3 | 3 | 0 | 3 | 3 | 3 | 0 | 0 | 1 | 18 | 6060 | 8530 | 21 | 33.6 | 7 | 15 | 0
AMM-U-1134 | U | Rooftop | C-RAN | 3 | 3 | 0 | 3 | 3 | 3 | 0 | 0 | 1 | 18 | 6060 | 8530 | 21 | 33.6 | 7 | 15 | 0
AMM-U-1135 | U | Rooftop | C-RAN | 3 | 3 | 0 | 3 | 3 | 3 | 0 | 0 | 1 | 18 | 6060 | 8530 | 21 | 33.6 | 7 | 15 | 0
AMM-U-1136 | U | Rooftop | C-RAN | 3 | 3 | 0 | 3 | 3 | 3 | 0 | 0 | 1 | 18 | 6060 | 8530 | 21 | 33.6 | 7 | 15 | 0
AMM-U-1137 | U | Rooftop | C-RAN | 3 | 3 | 0 | 3 | 3 | 3 | 0 | 0 | 1 | 18 | 6060 | 8530 | 21 | 33.6 | 7 | 15 | 0
AMM-U-1138 | U | Rooftop | C-RAN | 3 | 3 | 0 | 3 | 3 | 3 | 0 | 0 | 1 | 18 | 6060 | 8530 | 21 | 33.6 | 7 | 15 | 0
AMM-U-1139 | U | Rooftop | C-RAN | 3 | 3 | 0 | 3 | 3 | 3 | 0 | 0 | 1 | 18 | 6060 | 8530 | 21 | 33.6 | 7 | 15 | 0
AMM-U-1140 | U | Rooftop | C-RAN | 3 | 3 | 0 | 3 | 3 | 3 | 0 | 0 | 1 | 18 | 6060 | 8530 | 21 | 33.6 | 7 | 15 | 0
AMM-U-1141 | U | Rooftop | C-RAN | 3 | 3 | 0 | 3 | 3 | 3 | 0 | 0 | 1 | 18 | 6060 | 8530 | 21 | 33.6 | 7 | 15 | 0
AMM-U-1142 | U | Rooftop | C-RAN | 3 | 3 | 0 | 3 | 3 | 3 | 0 | 0 | 1 | 18 | 6060 | 8530 | 21 | 33.6 | 7 | 15 | 0
AMM-U-1143 | U | Rooftop | C-RAN | 3 | 3 | 0 | 3 | 3 | 3 | 0 | 0 | 1 | 18 | 6060 | 8530 | 21 | 33.6 | 7 | 15 | 0
AMM-U-1144 | U | Rooftop | C-RAN | 3 | 3 | 0 | 3 | 3 | 3 | 0 | 0 | 1 | 18 | 6060 | 8530 | 21 | 33.6 | 7 | 15 | 0
AMM-U-1145 | U | Rooftop | C-RAN | 3 | 3 | 0 | 3 | 3 | 3 | 0 | 0 | 1 | 18 | 6060 | 8530 | 21 | 33.6 | 7 | 15 | 0
AMM-U-1146 | U | Rooftop | C-RAN | 3 | 3 | 0 | 3 | 3 | 3 | 0 | 0 | 1 | 18 | 6060 | 8530 | 21 | 33.6 | 7 | 15 | 0
AMM-U-1147 | U | Rooftop | C-RAN | 3 | 3 | 0 | 3 | 3 | 3 | 0 | 0 | 1 | 18 | 6060 | 8530 | 21 | 33.6 | 7 | 15 | 0
AMM-U-1148 | U | Rooftop | C-RAN | 3 | 3 | 0 | 3 | 3 | 3 | 0 | 0 | 1 | 18 | 6060 | 8530 | 21 | 33.6 | 7 | 15 | 0
AMM-U-1149 | U | Rooftop | C-RAN | 3 | 3 | 0 | 3 | 3 | 3 | 0 | 0 | 1 | 18 | 6060 | 8530 | 21 | 33.6 | 7 | 15 | 0
AMM-U-1150 | U | Rooftop | C-RAN | 3 | 3 | 0 | 3 | 3 | 3 | 0 | 0 | 1 | 18 | 6060 | 8530 | 21 | 33.6 | 7 | 15 | 0
AMM-U-1151 | U | Rooftop | C-RAN | 3 | 3 | 0 | 3 | 3 | 3 | 0 | 0 | 1 | 18 | 6060 | 8530 | 21 | 33.6 | 7 | 15 | 0
AMM-U-1152 | U | Rooftop | C-RAN | 3 | 3 | 0 | 3 | 3 | 3 | 0 | 0 | 1 | 18 | 6060 | 8530 | 21 | 33.6 | 7 | 15 | 0
AMM-U-1153 | U | Rooftop | C-RAN | 3 | 3 | 0 | 3 | 3 | 3 | 0 | 0 | 1 | 18 | 6060 | 8530 | 21 | 33.6 | 7 | 15 | 0
AMM-U-1154 | U | Rooftop | C-RAN | 3 | 3 | 0 | 3 | 3 | 3 | 0 | 0 | 1 | 18 | 6060 | 8530 | 21 | 33.6 | 7 | 15 | 0
AMM-U-1155 | U | Rooftop | C-RAN | 3 | 3 | 0 | 3 | 3 | 3 | 0 | 0 | 1 | 18 | 6060 | 8530 | 21 | 33.6 | 7 | 15 | 0
AMM-U-1156 | U | Rooftop | C-RAN | 3 | 3 | 0 | 3 | 3 | 3 | 0 | 0 | 1 | 18 | 6060 | 8530 | 21 | 33.6 | 7 | 15 | 0
AMM-U-1157 | U | Rooftop | C-RAN | 3 | 3 | 0 | 3 | 3 | 3 | 0 | 0 | 1 | 18 | 6060 | 8530 | 21 | 33.6 | 7 | 15 | 0
AMM-U-1158 | U | Rooftop | C-RAN | 3 | 3 | 0 | 3 | 3 | 3 | 0 | 0 | 1 | 18 | 6060 | 8530 | 21 | 33.6 | 7 | 15 | 0
AMM-U-1159 | U | Rooftop | C-RAN | 3 | 3 | 0 | 3 | 3 | 3 | 0 | 0 | 1 | 18 | 6060 | 8530 | 21 | 33.6 | 7 | 15 | 0
AMM-U-1160 | U | Rooftop | C-RAN | 3 | 3 | 0 | 3 | 3 | 3 | 0 | 0 | 1 | 18 | 6060 | 8530 | 21 | 33.6 | 7 | 15 | 0
AMM-U-1161 | U | Rooftop | C-RAN | 3 | 3 | 0 | 3 | 3 | 3 | 0 | 0 | 1 | 18 | 6060 | 8530 | 21 | 33.6 | 7 | 15 | 0
AMM-U-1162 | U | Rooftop | C-RAN | 3 | 3 | 0 | 3 | 3 | 3 | 0 | 0 | 1 | 18 | 6060 | 8530 | 21 | 33.6 | 7 | 15 | 0
AMM-U-1163 | U | Rooftop | C-RAN | 3 | 3 | 0 | 3 | 3 | 3 | 0 | 0 | 1 | 18 | 6060 | 8530 | 21 | 33.6 | 7 | 15 | 0
AMM-U-1164 | U | Rooftop | C-RAN | 3 | 3 | 0 | 3 | 3 | 3 | 0 | 0 | 1 | 18 | 6060 | 8530 | 21 | 33.6 | 7 | 15 | 0
AMM-U-1165 | U | Rooftop | C-RAN | 3 | 3 | 0 | 3 | 3 | 3 | 0 | 0 | 1 | 18 | 6060 | 8530 | 21 | 33.6 | 7 | 15 | 0
AMM-U-1166 | U | Rooftop | C-RAN | 3 | 3 | 0 | 3 | 3 | 3 | 0 | 0 | 1 | 18 | 6060 | 8530 | 21 | 33.6 | 7 | 15 | 0
AMM-U-1167 | U | Rooftop | C-RAN | 3 | 3 | 0 | 3 | 3 | 3 | 0 | 0 | 1 | 18 | 6060 | 8530 | 21 | 33.6 | 7 | 15 | 0
AMM-U-1168 | U | Rooftop | C-RAN | 3 | 3 | 0 | 3 | 3 | 3 | 0 | 0 | 1 | 18 | 6060 | 8530 | 21 | 33.6 | 7 | 15 | 0
AMM-U-1169 | U | Rooftop | C-RAN | 3 | 3 | 0 | 3 | 3 | 3 | 0 | 0 | 1 | 18 | 6060 | 8530 | 21 | 33.6 | 7 | 15 | 0
AMM-U-1170 | U | Rooftop | C-RAN | 3 | 3 | 0 | 3 | 3 | 3 | 0 | 0 | 1 | 18 | 6060 | 8530 | 21 | 33.6 | 7 | 15 | 0
AMM-U-1171 | U | Monopole / greenfield | C-RAN | 3 | 3 | 0 | 3 | 3 | 3 | 0 | 0 | 1 | 18 | 6060 | 8530 | 21 | 33.6 | 7 | 15 | 0
AMM-U-1172 | U | Rooftop | C-RAN | 3 | 3 | 0 | 3 | 3 | 3 | 0 | 0 | 1 | 18 | 6060 | 8530 | 21 | 33.6 | 7 | 15 | 0
AMM-U-1173 | U | Rooftop | C-RAN | 3 | 3 | 0 | 3 | 3 | 3 | 0 | 0 | 1 | 18 | 6060 | 8530 | 21 | 33.6 | 7 | 15 | 0
AMM-U-1174 | U | Rooftop | C-RAN | 3 | 3 | 0 | 3 | 3 | 3 | 0 | 0 | 1 | 18 | 6060 | 8530 | 21 | 33.6 | 7 | 15 | 0
AMM-U-1175 | U | Rooftop | C-RAN | 3 | 3 | 0 | 3 | 3 | 3 | 0 | 0 | 1 | 18 | 6060 | 8530 | 21 | 33.6 | 7 | 15 | 0
AMM-U-1176 | U | Rooftop | C-RAN | 3 | 3 | 0 | 3 | 3 | 3 | 0 | 0 | 1 | 18 | 6060 | 8530 | 21 | 33.6 | 7 | 15 | 0
AMM-U-1177 | U | Rooftop | C-RAN | 3 | 3 | 0 | 3 | 3 | 3 | 0 | 0 | 1 | 18 | 6060 | 8530 | 21 | 33.6 | 7 | 15 | 0
AMM-U-1178 | U | Rooftop | C-RAN | 3 | 3 | 0 | 3 | 3 | 3 | 0 | 0 | 1 | 18 | 6060 | 8530 | 21 | 33.6 | 7 | 15 | 0
AMM-U-1179 | U | Rooftop | C-RAN | 3 | 3 | 0 | 3 | 3 | 3 | 0 | 0 | 1 | 18 | 6060 | 8530 | 21 | 33.6 | 7 | 15 | 0
AMM-U-1180 | U | Rooftop | C-RAN | 3 | 3 | 0 | 3 | 3 | 3 | 0 | 0 | 1 | 18 | 6060 | 8530 | 21 | 33.6 | 7 | 15 | 0
AMM-U-1181 | U | Rooftop | C-RAN | 3 | 3 | 0 | 3 | 3 | 3 | 0 | 0 | 1 | 18 | 6060 | 8530 | 21 | 33.6 | 7 | 15 | 0
AMM-U-1182 | U | Rooftop | C-RAN | 3 | 3 | 0 | 3 | 3 | 3 | 0 | 0 | 1 | 18 | 6060 | 8530 | 21 | 33.6 | 7 | 15 | 0
AMM-U-1183 | U | Rooftop | C-RAN | 3 | 3 | 0 | 3 | 3 | 3 | 0 | 0 | 1 | 18 | 6060 | 8530 | 21 | 33.6 | 7 | 15 | 0
AMM-U-1184 | U | Rooftop | C-RAN | 3 | 3 | 0 | 3 | 3 | 3 | 0 | 0 | 1 | 18 | 6060 | 8530 | 21 | 33.6 | 7 | 15 | 0
AMM-U-1185 | U | Rooftop | C-RAN | 3 | 3 | 0 | 3 | 3 | 3 | 0 | 0 | 1 | 18 | 6060 | 8530 | 21 | 33.6 | 7 | 15 | 0
AMM-U-1186 | U | Rooftop | C-RAN | 3 | 3 | 0 | 3 | 3 | 3 | 0 | 0 | 1 | 18 | 6060 | 8530 | 21 | 33.6 | 7 | 15 | 0
AMM-U-1187 | U | Rooftop | C-RAN | 3 | 3 | 0 | 3 | 3 | 3 | 0 | 0 | 1 | 18 | 6060 | 8530 | 21 | 33.6 | 7 | 15 | 0
AMM-U-1188 | U | Rooftop | C-RAN | 3 | 3 | 0 | 3 | 3 | 3 | 0 | 0 | 1 | 18 | 6060 | 8530 | 21 | 33.6 | 7 | 15 | 0
AMM-U-1189 | U | Rooftop | C-RAN | 3 | 3 | 0 | 3 | 3 | 3 | 0 | 0 | 1 | 18 | 6060 | 8530 | 21 | 33.6 | 7 | 15 | 0
AMM-U-1190 | U | Rooftop | C-RAN | 3 | 3 | 0 | 3 | 3 | 3 | 0 | 0 | 1 | 18 | 6060 | 8530 | 21 | 33.6 | 7 | 15 | 0
AMM-U-1191 | U | Rooftop | C-RAN | 3 | 3 | 0 | 3 | 3 | 3 | 0 | 0 | 1 | 18 | 6060 | 8530 | 21 | 33.6 | 7 | 15 | 0
AMM-U-1192 | U | Rooftop | C-RAN | 3 | 3 | 0 | 3 | 3 | 3 | 0 | 0 | 1 | 18 | 6060 | 8530 | 21 | 33.6 | 7 | 15 | 0
AMM-U-1193 | U | Rooftop | C-RAN | 3 | 3 | 0 | 3 | 3 | 3 | 0 | 0 | 1 | 18 | 6060 | 8530 | 21 | 33.6 | 7 | 15 | 0
AMM-U-1194 | U | Rooftop | C-RAN | 3 | 3 | 0 | 3 | 3 | 3 | 0 | 0 | 1 | 18 | 6060 | 8530 | 21 | 33.6 | 7 | 15 | 0
AMM-U-1195 | U | Rooftop | C-RAN | 3 | 3 | 0 | 3 | 3 | 3 | 0 | 0 | 1 | 18 | 6060 | 8530 | 21 | 33.6 | 7 | 15 | 0
AMM-U-1196 | U | Rooftop | C-RAN | 3 | 3 | 0 | 3 | 3 | 3 | 0 | 0 | 1 | 18 | 6060 | 8530 | 21 | 33.6 | 7 | 15 | 0
AMM-U-1197 | U | Rooftop | C-RAN | 3 | 3 | 0 | 3 | 3 | 3 | 0 | 0 | 1 | 18 | 6060 | 8530 | 21 | 33.6 | 7 | 15 | 0
AMM-U-1198 | U | Rooftop | C-RAN | 3 | 3 | 0 | 3 | 3 | 3 | 0 | 0 | 1 | 18 | 6060 | 8530 | 21 | 33.6 | 7 | 15 | 0
AMM-U-1199 | U | Rooftop | C-RAN | 3 | 3 | 0 | 3 | 3 | 3 | 0 | 0 | 1 | 18 | 6060 | 8530 | 21 | 33.6 | 7 | 15 | 0
AMM-U-1200 | U | Rooftop | C-RAN | 3 | 3 | 0 | 3 | 3 | 3 | 0 | 0 | 1 | 18 | 6060 | 8530 | 21 | 33.6 | 7 | 15 | 0
AMM-U-1201 | U | Rooftop | C-RAN | 3 | 3 | 0 | 3 | 3 | 3 | 0 | 0 | 1 | 18 | 6060 | 8530 | 21 | 33.6 | 7 | 15 | 0
AMM-U-1202 | U | Rooftop | C-RAN | 3 | 3 | 0 | 3 | 3 | 3 | 0 | 0 | 1 | 18 | 6060 | 8530 | 21 | 33.6 | 7 | 15 | 0
AMM-U-1203 | U | Rooftop | C-RAN | 3 | 3 | 0 | 3 | 3 | 3 | 0 | 0 | 1 | 18 | 6060 | 8530 | 21 | 33.6 | 7 | 15 | 0
AMM-U-1204 | U | Rooftop | C-RAN | 3 | 3 | 0 | 3 | 3 | 3 | 0 | 0 | 1 | 18 | 6060 | 8530 | 21 | 33.6 | 7 | 15 | 0
AMM-U-1205 | U | Rooftop | C-RAN | 3 | 3 | 0 | 3 | 3 | 3 | 0 | 0 | 1 | 18 | 6060 | 8530 | 21 | 33.6 | 7 | 15 | 0
AMM-U-1206 | U | Rooftop | C-RAN | 3 | 3 | 0 | 3 | 3 | 3 | 0 | 0 | 1 | 18 | 6060 | 8530 | 21 | 33.6 | 7 | 15 | 0
AMM-U-1207 | U | Rooftop | C-RAN | 3 | 3 | 0 | 3 | 3 | 3 | 0 | 0 | 1 | 18 | 6060 | 8530 | 21 | 33.6 | 7 | 15 | 0
AMM-U-1208 | U | Rooftop | C-RAN | 3 | 3 | 0 | 3 | 3 | 3 | 0 | 0 | 1 | 18 | 6060 | 8530 | 21 | 33.6 | 7 | 15 | 0
AMM-U-1209 | U | Rooftop | C-RAN | 3 | 3 | 0 | 3 | 3 | 3 | 0 | 0 | 1 | 18 | 6060 | 8530 | 21 | 33.6 | 7 | 15 | 0
AMM-U-1210 | U | Rooftop | C-RAN | 3 | 3 | 0 | 3 | 3 | 3 | 0 | 0 | 1 | 18 | 6060 | 8530 | 21 | 33.6 | 7 | 15 | 0
AMM-U-1211 | U | Rooftop | C-RAN | 3 | 3 | 0 | 3 | 3 | 3 | 0 | 0 | 1 | 18 | 6060 | 8530 | 21 | 33.6 | 7 | 15 | 0
AMM-U-1212 | U | Rooftop | C-RAN | 3 | 3 | 0 | 3 | 3 | 3 | 0 | 0 | 1 | 18 | 6060 | 8530 | 21 | 33.6 | 7 | 15 | 0
AMM-U-1213 | U | Rooftop | C-RAN | 3 | 3 | 0 | 3 | 3 | 3 | 0 | 0 | 1 | 18 | 6060 | 8530 | 21 | 33.6 | 7 | 15 | 0
AMM-U-1214 | U | Rooftop | C-RAN | 3 | 3 | 0 | 3 | 3 | 3 | 0 | 0 | 1 | 18 | 6060 | 8530 | 21 | 33.6 | 7 | 15 | 0
AMM-U-1215 | U | Monopole / greenfield | C-RAN | 3 | 3 | 0 | 3 | 3 | 3 | 0 | 0 | 1 | 18 | 6060 | 8530 | 21 | 33.6 | 7 | 15 | 0
AMM-U-1216 | U | Monopole / greenfield | C-RAN | 3 | 3 | 0 | 3 | 3 | 3 | 0 | 0 | 1 | 18 | 6060 | 8530 | 21 | 33.6 | 7 | 15 | 0
AMM-U-1217 | U | Rooftop | C-RAN | 3 | 3 | 0 | 3 | 3 | 3 | 0 | 0 | 1 | 18 | 6060 | 8530 | 21 | 33.6 | 7 | 15 | 0
AMM-U-1218 | U | Rooftop | C-RAN | 3 | 3 | 0 | 3 | 3 | 3 | 0 | 0 | 1 | 18 | 6060 | 8530 | 21 | 33.6 | 7 | 15 | 0
AMM-U-1219 | U | Rooftop | C-RAN | 3 | 3 | 0 | 3 | 3 | 3 | 0 | 0 | 1 | 18 | 6060 | 8530 | 21 | 33.6 | 7 | 15 | 0
AMM-U-1220 | U | Rooftop | C-RAN | 3 | 3 | 0 | 3 | 3 | 3 | 0 | 0 | 1 | 18 | 6060 | 8530 | 21 | 33.6 | 7 | 15 | 0
AMM-U-1221 | U | Rooftop | C-RAN | 3 | 3 | 0 | 3 | 3 | 3 | 0 | 0 | 1 | 18 | 6060 | 8530 | 21 | 33.6 | 7 | 15 | 0
AMM-U-1222 | U | Rooftop | C-RAN | 3 | 3 | 0 | 3 | 3 | 3 | 0 | 0 | 1 | 18 | 6060 | 8530 | 21 | 33.6 | 7 | 15 | 0
AMM-U-1223 | U | Rooftop | C-RAN | 3 | 3 | 0 | 3 | 3 | 3 | 0 | 0 | 1 | 18 | 6060 | 8530 | 21 | 33.6 | 7 | 15 | 0
AMM-U-1224 | U | Rooftop | C-RAN | 3 | 3 | 0 | 3 | 3 | 3 | 0 | 0 | 1 | 18 | 6060 | 8530 | 21 | 33.6 | 7 | 15 | 0
AMM-U-1225 | U | Rooftop | C-RAN | 3 | 3 | 0 | 3 | 3 | 3 | 0 | 0 | 1 | 18 | 6060 | 8530 | 21 | 33.6 | 7 | 15 | 0
AMM-U-1226 | U | Rooftop | C-RAN | 3 | 3 | 0 | 3 | 3 | 3 | 0 | 0 | 1 | 18 | 6060 | 8530 | 21 | 33.6 | 7 | 15 | 0
AMM-U-1227 | U | Rooftop | C-RAN | 3 | 3 | 0 | 3 | 3 | 3 | 0 | 0 | 1 | 18 | 6060 | 8530 | 21 | 33.6 | 7 | 15 | 0
AMM-U-1228 | U | Rooftop | C-RAN | 3 | 3 | 0 | 3 | 3 | 3 | 0 | 0 | 1 | 18 | 6060 | 8530 | 21 | 33.6 | 7 | 15 | 0
AMM-U-1229 | U | Rooftop | C-RAN | 3 | 3 | 0 | 3 | 3 | 3 | 0 | 0 | 1 | 18 | 6060 | 8530 | 21 | 33.6 | 7 | 15 | 0
AMM-U-1230 | U | Rooftop | C-RAN | 3 | 3 | 0 | 3 | 3 | 3 | 0 | 0 | 1 | 18 | 6060 | 8530 | 21 | 33.6 | 7 | 15 | 0
AMM-U-1231 | U | Rooftop | C-RAN | 3 | 3 | 0 | 3 | 3 | 3 | 0 | 0 | 1 | 18 | 6060 | 8530 | 21 | 33.6 | 7 | 15 | 0
AMM-U-1232 | U | Rooftop | C-RAN | 3 | 3 | 0 | 3 | 3 | 3 | 0 | 0 | 1 | 18 | 6060 | 8530 | 21 | 33.6 | 7 | 15 | 0
AMM-U-1233 | U | Rooftop | C-RAN | 3 | 3 | 0 | 3 | 3 | 3 | 0 | 0 | 1 | 18 | 6060 | 8530 | 21 | 33.6 | 7 | 15 | 0
AMM-U-1234 | U | Rooftop | C-RAN | 3 | 3 | 0 | 3 | 3 | 3 | 0 | 0 | 1 | 18 | 6060 | 8530 | 21 | 33.6 | 7 | 15 | 0
AMM-U-1235 | U | Rooftop | C-RAN | 3 | 3 | 0 | 3 | 3 | 3 | 0 | 0 | 1 | 18 | 6060 | 8530 | 21 | 33.6 | 7 | 15 | 0
AMM-U-1236 | U | Rooftop | C-RAN | 3 | 3 | 0 | 3 | 3 | 3 | 0 | 0 | 1 | 18 | 6060 | 8530 | 21 | 33.6 | 7 | 15 | 0
AMM-U-1237 | U | Rooftop | C-RAN | 3 | 3 | 0 | 3 | 3 | 3 | 0 | 0 | 1 | 18 | 6060 | 8530 | 21 | 33.6 | 7 | 15 | 0
AMM-U-1238 | U | Rooftop | C-RAN | 3 | 3 | 0 | 3 | 3 | 3 | 0 | 0 | 1 | 18 | 6060 | 8530 | 21 | 33.6 | 7 | 15 | 0
AMM-U-1239 | U | Rooftop | C-RAN | 3 | 3 | 0 | 3 | 3 | 3 | 0 | 0 | 1 | 18 | 6060 | 8530 | 21 | 33.6 | 7 | 15 | 0
AMM-U-1240 | U | Rooftop | C-RAN | 3 | 3 | 0 | 3 | 3 | 3 | 0 | 0 | 1 | 18 | 6060 | 8530 | 21 | 33.6 | 7 | 15 | 0
AMM-U-1241 | U | Rooftop | C-RAN | 3 | 3 | 0 | 3 | 3 | 3 | 0 | 0 | 1 | 18 | 6060 | 8530 | 21 | 33.6 | 7 | 15 | 0
AMM-U-1242 | U | Rooftop | C-RAN | 3 | 3 | 0 | 3 | 3 | 3 | 0 | 0 | 1 | 18 | 6060 | 8530 | 21 | 33.6 | 7 | 15 | 0
AMM-U-1243 | U | Rooftop | C-RAN | 3 | 3 | 0 | 3 | 3 | 3 | 0 | 0 | 1 | 18 | 6060 | 8530 | 21 | 33.6 | 7 | 15 | 0
AMM-U-1244 | U | Rooftop | C-RAN | 3 | 3 | 0 | 3 | 3 | 3 | 0 | 0 | 1 | 18 | 6060 | 8530 | 21 | 33.6 | 7 | 15 | 0
AMM-U-1245 | U | Rooftop | C-RAN | 3 | 3 | 0 | 3 | 3 | 3 | 0 | 0 | 1 | 18 | 6060 | 8530 | 21 | 33.6 | 7 | 15 | 0
AMM-U-1246 | U | Rooftop | C-RAN | 3 | 3 | 0 | 3 | 3 | 3 | 0 | 0 | 1 | 18 | 6060 | 8530 | 21 | 33.6 | 7 | 15 | 0
AMM-U-1247 | U | Rooftop | C-RAN | 3 | 3 | 0 | 3 | 3 | 3 | 0 | 0 | 1 | 18 | 6060 | 8530 | 21 | 33.6 | 7 | 15 | 0
AMM-U-1248 | U | Rooftop | C-RAN | 3 | 3 | 0 | 3 | 3 | 3 | 0 | 0 | 1 | 18 | 6060 | 8530 | 21 | 33.6 | 7 | 15 | 0
AMM-U-1249 | U | Rooftop | C-RAN | 3 | 3 | 0 | 3 | 3 | 3 | 0 | 0 | 1 | 18 | 6060 | 8530 | 21 | 33.6 | 7 | 15 | 0
AMM-U-1250 | U | Rooftop | C-RAN | 3 | 3 | 0 | 3 | 3 | 3 | 0 | 0 | 1 | 18 | 6060 | 8530 | 21 | 33.6 | 7 | 15 | 0
AMM-U-1251 | U | Rooftop | C-RAN | 3 | 3 | 0 | 3 | 3 | 3 | 0 | 0 | 1 | 18 | 6060 | 8530 | 21 | 33.6 | 7 | 15 | 0
AMM-U-1252 | U | Rooftop | C-RAN | 3 | 3 | 0 | 3 | 3 | 3 | 0 | 0 | 1 | 18 | 6060 | 8530 | 21 | 33.6 | 7 | 15 | 0
AMM-U-1253 | U | Rooftop | C-RAN | 3 | 3 | 0 | 3 | 3 | 3 | 0 | 0 | 1 | 18 | 6060 | 8530 | 21 | 33.6 | 7 | 15 | 0
AMM-U-1254 | U | Rooftop | C-RAN | 3 | 3 | 0 | 3 | 3 | 3 | 0 | 0 | 1 | 18 | 6060 | 8530 | 21 | 33.6 | 7 | 15 | 0
AMM-U-1255 | U | Rooftop | C-RAN | 3 | 3 | 0 | 3 | 3 | 3 | 0 | 0 | 1 | 18 | 6060 | 8530 | 21 | 33.6 | 7 | 15 | 0
AMM-U-1256 | U | Rooftop | C-RAN | 3 | 3 | 0 | 3 | 3 | 3 | 0 | 0 | 1 | 18 | 6060 | 8530 | 21 | 33.6 | 7 | 15 | 0
AMM-U-1257 | U | Rooftop | C-RAN | 3 | 3 | 0 | 3 | 3 | 3 | 0 | 0 | 1 | 18 | 6060 | 8530 | 21 | 33.6 | 7 | 15 | 0
AMM-U-1258 | U | Rooftop | C-RAN | 3 | 3 | 0 | 3 | 3 | 3 | 0 | 0 | 1 | 18 | 6060 | 8530 | 21 | 33.6 | 7 | 15 | 0
AMM-U-1259 | U | Monopole / greenfield | C-RAN | 3 | 3 | 0 | 3 | 3 | 3 | 0 | 0 | 1 | 18 | 6060 | 8530 | 21 | 33.6 | 7 | 15 | 0
AMM-U-1260 | U | Monopole / greenfield | C-RAN | 3 | 3 | 0 | 3 | 3 | 3 | 0 | 0 | 1 | 18 | 6060 | 8530 | 21 | 33.6 | 7 | 15 | 0
AMM-U-1261 | U | Rooftop | C-RAN | 3 | 3 | 0 | 3 | 3 | 3 | 0 | 0 | 1 | 18 | 6060 | 8530 | 21 | 33.6 | 7 | 15 | 0
AMM-U-1262 | U | Rooftop | C-RAN | 3 | 3 | 0 | 3 | 3 | 3 | 0 | 0 | 1 | 18 | 6060 | 8530 | 21 | 33.6 | 7 | 15 | 0
AMM-U-1263 | U | Rooftop | C-RAN | 3 | 3 | 0 | 3 | 3 | 3 | 0 | 0 | 1 | 18 | 6060 | 8530 | 21 | 33.6 | 7 | 15 | 0
AMM-U-1264 | U | Rooftop | C-RAN | 3 | 3 | 0 | 3 | 3 | 3 | 0 | 0 | 1 | 18 | 6060 | 8530 | 21 | 33.6 | 7 | 15 | 0
AMM-U-1265 | U | Rooftop | C-RAN | 3 | 3 | 0 | 3 | 3 | 3 | 0 | 0 | 1 | 18 | 6060 | 8530 | 21 | 33.6 | 7 | 15 | 0
AMM-U-1266 | U | Rooftop | C-RAN | 3 | 3 | 0 | 3 | 3 | 3 | 0 | 0 | 1 | 18 | 6060 | 8530 | 21 | 33.6 | 7 | 15 | 0
AMM-U-1267 | U | Rooftop | C-RAN | 3 | 3 | 0 | 3 | 3 | 3 | 0 | 0 | 1 | 18 | 6060 | 8530 | 21 | 33.6 | 7 | 15 | 0
AMM-U-1268 | U | Rooftop | C-RAN | 3 | 3 | 0 | 3 | 3 | 3 | 0 | 0 | 1 | 18 | 6060 | 8530 | 21 | 33.6 | 7 | 15 | 0
AMM-U-1269 | U | Rooftop | C-RAN | 3 | 3 | 0 | 3 | 3 | 3 | 0 | 0 | 1 | 18 | 6060 | 8530 | 21 | 33.6 | 7 | 15 | 0
AMM-U-1270 | U | Rooftop | C-RAN | 3 | 3 | 0 | 3 | 3 | 3 | 0 | 0 | 1 | 18 | 6060 | 8530 | 21 | 33.6 | 7 | 15 | 0
AMM-U-1271 | U | Rooftop | C-RAN | 3 | 3 | 0 | 3 | 3 | 3 | 0 | 0 | 1 | 18 | 6060 | 8530 | 21 | 33.6 | 7 | 15 | 0
AMM-U-1272 | U | Rooftop | C-RAN | 3 | 3 | 0 | 3 | 3 | 3 | 0 | 0 | 1 | 18 | 6060 | 8530 | 21 | 33.6 | 7 | 15 | 0
AMM-U-1273 | U | Rooftop | C-RAN | 3 | 3 | 0 | 3 | 3 | 3 | 0 | 0 | 1 | 18 | 6060 | 8530 | 21 | 33.6 | 7 | 15 | 0
AMM-U-1274 | U | Rooftop | C-RAN | 3 | 3 | 0 | 3 | 3 | 3 | 0 | 0 | 1 | 18 | 6060 | 8530 | 21 | 33.6 | 7 | 15 | 0
AMM-U-1275 | U | Rooftop | C-RAN | 3 | 3 | 0 | 3 | 3 | 3 | 0 | 0 | 1 | 18 | 6060 | 8530 | 21 | 33.6 | 7 | 15 | 0
AMM-U-1276 | U | Rooftop | C-RAN | 3 | 3 | 0 | 3 | 3 | 3 | 0 | 0 | 1 | 18 | 6060 | 8530 | 21 | 33.6 | 7 | 15 | 0
AMM-U-1277 | U | Rooftop | C-RAN | 3 | 3 | 0 | 3 | 3 | 3 | 0 | 0 | 1 | 18 | 6060 | 8530 | 21 | 33.6 | 7 | 15 | 0
AMM-U-1278 | U | Rooftop | C-RAN | 3 | 3 | 0 | 3 | 3 | 3 | 0 | 0 | 1 | 18 | 6060 | 8530 | 21 | 33.6 | 7 | 15 | 0
AMM-U-1279 | U | Rooftop | C-RAN | 3 | 3 | 0 | 3 | 3 | 3 | 0 | 0 | 1 | 18 | 6060 | 8530 | 21 | 33.6 | 7 | 15 | 0
AMM-U-1280 | U | Rooftop | C-RAN | 3 | 3 | 0 | 3 | 3 | 3 | 0 | 0 | 1 | 18 | 6060 | 8530 | 21 | 33.6 | 7 | 15 | 0
AMM-U-1281 | U | Rooftop | C-RAN | 3 | 3 | 0 | 3 | 3 | 3 | 0 | 0 | 1 | 18 | 6060 | 8530 | 21 | 33.6 | 7 | 15 | 0
AMM-U-1282 | U | Rooftop | C-RAN | 3 | 3 | 0 | 3 | 3 | 3 | 0 | 0 | 1 | 18 | 6060 | 8530 | 21 | 33.6 | 7 | 15 | 0
AMM-U-1283 | U | Rooftop | C-RAN | 3 | 3 | 0 | 3 | 3 | 3 | 0 | 0 | 1 | 18 | 6060 | 8530 | 21 | 33.6 | 7 | 15 | 0
AMM-U-1284 | U | Rooftop | C-RAN | 3 | 3 | 0 | 3 | 3 | 3 | 0 | 0 | 1 | 18 | 6060 | 8530 | 21 | 33.6 | 7 | 15 | 0
AMM-U-1285 | U | Rooftop | C-RAN | 3 | 3 | 0 | 3 | 3 | 3 | 0 | 0 | 1 | 18 | 6060 | 8530 | 21 | 33.6 | 7 | 15 | 0
AMM-U-1286 | U | Rooftop | C-RAN | 3 | 3 | 0 | 3 | 3 | 3 | 0 | 0 | 1 | 18 | 6060 | 8530 | 21 | 33.6 | 7 | 15 | 0
AMM-U-1287 | U | Rooftop | C-RAN | 3 | 3 | 0 | 3 | 3 | 3 | 0 | 0 | 1 | 18 | 6060 | 8530 | 21 | 33.6 | 7 | 15 | 0
AMM-U-1288 | U | Rooftop | C-RAN | 3 | 3 | 0 | 3 | 3 | 3 | 0 | 0 | 1 | 18 | 6060 | 8530 | 21 | 33.6 | 7 | 15 | 0
AMM-U-1289 | U | Rooftop | C-RAN | 3 | 3 | 0 | 3 | 3 | 3 | 0 | 0 | 1 | 18 | 6060 | 8530 | 21 | 33.6 | 7 | 15 | 0
AMM-U-1290 | U | Rooftop | C-RAN | 3 | 3 | 0 | 3 | 3 | 3 | 0 | 0 | 1 | 18 | 6060 | 8530 | 21 | 33.6 | 7 | 15 | 0
AMM-U-1291 | U | Rooftop | C-RAN | 3 | 3 | 0 | 3 | 3 | 3 | 0 | 0 | 1 | 18 | 6060 | 8530 | 21 | 33.6 | 7 | 15 | 0
AMM-U-1292 | U | Rooftop | C-RAN | 3 | 3 | 0 | 3 | 3 | 3 | 0 | 0 | 1 | 18 | 6060 | 8530 | 21 | 33.6 | 7 | 15 | 0
AMM-U-1293 | U | Rooftop | C-RAN | 3 | 3 | 0 | 3 | 3 | 3 | 0 | 0 | 1 | 18 | 6060 | 8530 | 21 | 33.6 | 7 | 15 | 0
AMM-U-1294 | U | Rooftop | C-RAN | 3 | 3 | 0 | 3 | 3 | 3 | 0 | 0 | 1 | 18 | 6060 | 8530 | 21 | 33.6 | 7 | 15 | 0
AMM-U-1295 | U | Rooftop | C-RAN | 3 | 3 | 0 | 3 | 3 | 3 | 0 | 0 | 1 | 18 | 6060 | 8530 | 21 | 33.6 | 7 | 15 | 0
AMM-U-1296 | U | Rooftop | C-RAN | 3 | 3 | 0 | 3 | 3 | 3 | 0 | 0 | 1 | 18 | 6060 | 8530 | 21 | 33.6 | 7 | 15 | 0
AMM-U-1297 | U | Rooftop | C-RAN | 3 | 3 | 0 | 3 | 3 | 3 | 0 | 0 | 1 | 18 | 6060 | 8530 | 21 | 33.6 | 7 | 15 | 0
AMM-U-1298 | U | Rooftop | C-RAN | 3 | 3 | 0 | 3 | 3 | 3 | 0 | 0 | 1 | 18 | 6060 | 8530 | 21 | 33.6 | 7 | 15 | 0
AMM-U-1299 | U | Rooftop | C-RAN | 3 | 3 | 0 | 3 | 3 | 3 | 0 | 0 | 1 | 18 | 6060 | 8530 | 21 | 33.6 | 7 | 15 | 0
AMM-U-1300 | U | Rooftop | C-RAN | 3 | 3 | 0 | 3 | 3 | 3 | 0 | 0 | 1 | 18 | 6060 | 8530 | 21 | 33.6 | 7 | 15 | 0
AMM-U-1301 | U | Rooftop | C-RAN | 3 | 3 | 0 | 3 | 3 | 3 | 0 | 0 | 1 | 18 | 6060 | 8530 | 21 | 33.6 | 7 | 15 | 0
AMM-U-1302 | U | Monopole / greenfield | C-RAN | 3 | 3 | 0 | 3 | 3 | 3 | 0 | 0 | 1 | 18 | 6060 | 8530 | 21 | 33.6 | 7 | 15 | 0
AMM-U-1303 | U | Monopole / greenfield | C-RAN | 3 | 3 | 0 | 3 | 3 | 3 | 0 | 0 | 1 | 18 | 6060 | 8530 | 21 | 33.6 | 7 | 15 | 0
AMM-U-1304 | U | Monopole / greenfield | C-RAN | 3 | 3 | 0 | 3 | 3 | 3 | 0 | 0 | 1 | 18 | 6060 | 8530 | 21 | 33.6 | 7 | 15 | 0
AMM-U-1305 | U | Monopole / greenfield | C-RAN | 3 | 3 | 0 | 3 | 3 | 3 | 0 | 0 | 1 | 18 | 6060 | 8530 | 21 | 33.6 | 7 | 15 | 0
AMM-U-1306 | U | Monopole / greenfield | C-RAN | 3 | 3 | 0 | 3 | 3 | 3 | 0 | 0 | 1 | 18 | 6060 | 8530 | 21 | 33.6 | 7 | 15 | 0
AMM-U-1307 | U | Rooftop | C-RAN | 3 | 3 | 0 | 3 | 3 | 3 | 0 | 0 | 1 | 18 | 6060 | 8530 | 21 | 33.6 | 7 | 15 | 0
AMM-U-1308 | U | Rooftop | C-RAN | 3 | 3 | 0 | 3 | 3 | 3 | 0 | 0 | 1 | 18 | 6060 | 8530 | 21 | 33.6 | 7 | 15 | 0
AMM-U-1309 | U | Rooftop | C-RAN | 3 | 3 | 0 | 3 | 3 | 3 | 0 | 0 | 1 | 18 | 6060 | 8530 | 21 | 33.6 | 7 | 15 | 0
AMM-U-1310 | U | Rooftop | C-RAN | 3 | 3 | 0 | 3 | 3 | 3 | 0 | 0 | 1 | 18 | 6060 | 8530 | 21 | 33.6 | 7 | 15 | 0
AMM-U-1311 | U | Rooftop | C-RAN | 3 | 3 | 0 | 3 | 3 | 3 | 0 | 0 | 1 | 18 | 6060 | 8530 | 21 | 33.6 | 7 | 15 | 0
AMM-U-1312 | U | Rooftop | C-RAN | 3 | 3 | 0 | 3 | 3 | 3 | 0 | 0 | 1 | 18 | 6060 | 8530 | 21 | 33.6 | 7 | 15 | 0
AMM-U-1313 | U | Rooftop | C-RAN | 3 | 3 | 0 | 3 | 3 | 3 | 0 | 0 | 1 | 18 | 6060 | 8530 | 21 | 33.6 | 7 | 15 | 0
AMM-U-1314 | U | Rooftop | C-RAN | 3 | 3 | 0 | 3 | 3 | 3 | 0 | 0 | 1 | 18 | 6060 | 8530 | 21 | 33.6 | 7 | 15 | 0
AMM-U-1315 | U | Rooftop | C-RAN | 3 | 3 | 0 | 3 | 3 | 3 | 0 | 0 | 1 | 18 | 6060 | 8530 | 21 | 33.6 | 7 | 15 | 0
AMM-U-1316 | U | Rooftop | C-RAN | 3 | 3 | 0 | 3 | 3 | 3 | 0 | 0 | 1 | 18 | 6060 | 8530 | 21 | 33.6 | 7 | 15 | 0
AMM-U-1317 | U | Rooftop | C-RAN | 3 | 3 | 0 | 3 | 3 | 3 | 0 | 0 | 1 | 18 | 6060 | 8530 | 21 | 33.6 | 7 | 15 | 0
AMM-U-1318 | U | Rooftop | C-RAN | 3 | 3 | 0 | 3 | 3 | 3 | 0 | 0 | 1 | 18 | 6060 | 8530 | 21 | 33.6 | 7 | 15 | 0
AMM-U-1319 | U | Rooftop | C-RAN | 3 | 3 | 0 | 3 | 3 | 3 | 0 | 0 | 1 | 18 | 6060 | 8530 | 21 | 33.6 | 7 | 15 | 0
AMM-U-1320 | U | Rooftop | C-RAN | 3 | 3 | 0 | 3 | 3 | 3 | 0 | 0 | 1 | 18 | 6060 | 8530 | 21 | 33.6 | 7 | 15 | 0
AMM-U-1321 | U | Rooftop | C-RAN | 3 | 3 | 0 | 3 | 3 | 3 | 0 | 0 | 1 | 18 | 6060 | 8530 | 21 | 33.6 | 7 | 15 | 0
AMM-U-1322 | U | Rooftop | C-RAN | 3 | 3 | 0 | 3 | 3 | 3 | 0 | 0 | 1 | 18 | 6060 | 8530 | 21 | 33.6 | 7 | 15 | 0
AMM-U-1323 | U | Rooftop | C-RAN | 3 | 3 | 0 | 3 | 3 | 3 | 0 | 0 | 1 | 18 | 6060 | 8530 | 21 | 33.6 | 7 | 15 | 0
AMM-U-1324 | U | Monopole / greenfield | C-RAN | 3 | 3 | 0 | 3 | 3 | 3 | 0 | 0 | 1 | 18 | 6060 | 8530 | 21 | 33.6 | 7 | 15 | 0
AMM-U-1325 | U | Monopole / greenfield | C-RAN | 3 | 3 | 0 | 3 | 3 | 3 | 0 | 0 | 1 | 18 | 6060 | 8530 | 21 | 33.6 | 7 | 15 | 0
AMM-U-1326 | U | Monopole / greenfield | C-RAN | 3 | 3 | 0 | 3 | 3 | 3 | 0 | 0 | 1 | 18 | 6060 | 8530 | 21 | 33.6 | 7 | 15 | 0
AMM-U-1327 | U | Monopole / greenfield | C-RAN | 3 | 3 | 0 | 3 | 3 | 3 | 0 | 0 | 1 | 18 | 6060 | 8530 | 21 | 33.6 | 7 | 15 | 0
AMM-U-1328 | U | Rooftop | C-RAN | 3 | 3 | 0 | 3 | 3 | 3 | 0 | 0 | 1 | 18 | 6060 | 8530 | 21 | 33.6 | 7 | 15 | 0
AMM-U-1329 | U | Rooftop | C-RAN | 3 | 3 | 0 | 3 | 3 | 3 | 0 | 0 | 1 | 18 | 6060 | 8530 | 21 | 33.6 | 7 | 15 | 0
AMM-U-1330 | U | Rooftop | C-RAN | 3 | 3 | 0 | 3 | 3 | 3 | 0 | 0 | 1 | 18 | 6060 | 8530 | 21 | 33.6 | 7 | 15 | 0
AMM-U-1331 | U | Rooftop | C-RAN | 3 | 3 | 0 | 3 | 3 | 3 | 0 | 0 | 1 | 18 | 6060 | 8530 | 21 | 33.6 | 7 | 15 | 0
AMM-U-1332 | U | Rooftop | C-RAN | 3 | 3 | 0 | 3 | 3 | 3 | 0 | 0 | 1 | 18 | 6060 | 8530 | 21 | 33.6 | 7 | 15 | 0
AMM-U-1333 | U | Rooftop | C-RAN | 3 | 3 | 0 | 3 | 3 | 3 | 0 | 0 | 1 | 18 | 6060 | 8530 | 21 | 33.6 | 7 | 15 | 0
AMM-U-1334 | U | Rooftop | C-RAN | 3 | 3 | 0 | 3 | 3 | 3 | 0 | 0 | 1 | 18 | 6060 | 8530 | 21 | 33.6 | 7 | 15 | 0
AMM-U-1335 | U | Rooftop | C-RAN | 3 | 3 | 0 | 3 | 3 | 3 | 0 | 0 | 1 | 18 | 6060 | 8530 | 21 | 33.6 | 7 | 15 | 0
AMM-U-1336 | U | Rooftop | C-RAN | 3 | 3 | 0 | 3 | 3 | 3 | 0 | 0 | 1 | 18 | 6060 | 8530 | 21 | 33.6 | 7 | 15 | 0
AMM-U-1337 | U | Rooftop | C-RAN | 3 | 3 | 0 | 3 | 3 | 3 | 0 | 0 | 1 | 18 | 6060 | 8530 | 21 | 33.6 | 7 | 15 | 0
AMM-U-1338 | U | Rooftop | C-RAN | 3 | 3 | 0 | 3 | 3 | 3 | 0 | 0 | 1 | 18 | 6060 | 8530 | 21 | 33.6 | 7 | 15 | 0
AMM-U-1339 | U | Rooftop | C-RAN | 3 | 3 | 0 | 3 | 3 | 3 | 0 | 0 | 1 | 18 | 6060 | 8530 | 21 | 33.6 | 7 | 15 | 0
AMM-U-1340 | U | Rooftop | C-RAN | 3 | 3 | 0 | 3 | 3 | 3 | 0 | 0 | 1 | 18 | 6060 | 8530 | 21 | 33.6 | 7 | 15 | 0
AMM-U-1341 | U | Monopole / greenfield | C-RAN | 3 | 3 | 0 | 3 | 3 | 3 | 0 | 0 | 1 | 18 | 6060 | 8530 | 21 | 33.6 | 7 | 15 | 0
AMM-U-1342 | U | Monopole / greenfield | C-RAN | 3 | 3 | 0 | 3 | 3 | 3 | 0 | 0 | 1 | 18 | 6060 | 8530 | 21 | 33.6 | 7 | 15 | 0
AMM-U-1343 | U | Monopole / greenfield | C-RAN | 3 | 3 | 0 | 3 | 3 | 3 | 0 | 0 | 1 | 18 | 6060 | 8530 | 21 | 33.6 | 7 | 15 | 0
AMM-U-1344 | U | Monopole / greenfield | C-RAN | 3 | 3 | 0 | 3 | 3 | 3 | 0 | 0 | 1 | 18 | 6060 | 8530 | 21 | 33.6 | 7 | 15 | 0
AMM-U-1345 | U | Rooftop | C-RAN | 3 | 3 | 0 | 3 | 3 | 3 | 0 | 0 | 1 | 18 | 6060 | 8530 | 21 | 33.6 | 7 | 15 | 0
AMM-U-1346 | U | Rooftop | C-RAN | 3 | 3 | 0 | 3 | 3 | 3 | 0 | 0 | 1 | 18 | 6060 | 8530 | 21 | 33.6 | 7 | 15 | 0
AMM-U-1347 | U | Rooftop | C-RAN | 3 | 3 | 0 | 3 | 3 | 3 | 0 | 0 | 1 | 18 | 6060 | 8530 | 21 | 33.6 | 7 | 15 | 0
AMM-U-1348 | U | Rooftop | C-RAN | 3 | 3 | 0 | 3 | 3 | 3 | 0 | 0 | 1 | 18 | 6060 | 8530 | 21 | 33.6 | 7 | 15 | 0
AMM-U-1349 | U | Monopole / greenfield | C-RAN | 3 | 3 | 0 | 3 | 3 | 3 | 0 | 0 | 1 | 18 | 6060 | 8530 | 21 | 33.6 | 7 | 15 | 0
AMM-U-1350 | U | Monopole / greenfield | C-RAN | 3 | 3 | 0 | 3 | 3 | 3 | 0 | 0 | 1 | 18 | 6060 | 8530 | 21 | 33.6 | 7 | 15 | 0
AMM-U-1351 | U | Monopole / greenfield | C-RAN | 3 | 3 | 0 | 3 | 3 | 3 | 0 | 0 | 1 | 18 | 6060 | 8530 | 21 | 33.6 | 7 | 15 | 0
AMM-U-1352 | U | Monopole / greenfield | C-RAN | 3 | 3 | 0 | 3 | 3 | 3 | 0 | 0 | 1 | 18 | 6060 | 8530 | 21 | 33.6 | 7 | 15 | 0
AMM-U-1353 | U | Monopole / greenfield | C-RAN | 3 | 3 | 0 | 3 | 3 | 3 | 0 | 0 | 1 | 18 | 6060 | 8530 | 21 | 33.6 | 7 | 15 | 0
AMM-U-1354 | U | Monopole / greenfield | C-RAN | 3 | 3 | 0 | 3 | 3 | 3 | 0 | 0 | 1 | 18 | 6060 | 8530 | 21 | 33.6 | 7 | 15 | 0
AMM-U-1355 | U | Monopole / greenfield | C-RAN | 3 | 3 | 0 | 3 | 3 | 3 | 0 | 0 | 1 | 18 | 6060 | 8530 | 21 | 33.6 | 7 | 15 | 0
AMM-U-1356 | U | Rooftop | C-RAN | 3 | 3 | 0 | 3 | 3 | 3 | 0 | 0 | 1 | 18 | 6060 | 8530 | 21 | 33.6 | 7 | 15 | 0
AMM-U-1357 | U | Rooftop | C-RAN | 3 | 3 | 0 | 3 | 3 | 3 | 0 | 0 | 1 | 18 | 6060 | 8530 | 21 | 33.6 | 7 | 15 | 0
AMM-U-1358 | U | Rooftop | C-RAN | 3 | 3 | 0 | 3 | 3 | 3 | 0 | 0 | 1 | 18 | 6060 | 8530 | 21 | 33.6 | 7 | 15 | 0
AMM-U-1359 | U | Rooftop | C-RAN | 3 | 3 | 0 | 3 | 3 | 3 | 0 | 0 | 1 | 18 | 6060 | 8530 | 21 | 33.6 | 7 | 15 | 0
AMM-U-1360 | U | Rooftop | C-RAN | 3 | 3 | 0 | 3 | 3 | 3 | 0 | 0 | 1 | 18 | 6060 | 8530 | 21 | 33.6 | 7 | 15 | 0
AMM-U-1361 | U | Rooftop | C-RAN | 3 | 3 | 0 | 3 | 3 | 3 | 0 | 0 | 1 | 18 | 6060 | 8530 | 21 | 33.6 | 7 | 15 | 0
AMM-U-1362 | U | Rooftop | C-RAN | 3 | 3 | 0 | 3 | 3 | 3 | 0 | 0 | 1 | 18 | 6060 | 8530 | 21 | 33.6 | 7 | 15 | 0
AMM-U-1363 | U | Rooftop | C-RAN | 3 | 3 | 0 | 3 | 3 | 3 | 0 | 0 | 1 | 18 | 6060 | 8530 | 21 | 33.6 | 7 | 15 | 0
AMM-U-1364 | U | Rooftop | C-RAN | 3 | 3 | 0 | 3 | 3 | 3 | 0 | 0 | 1 | 18 | 6060 | 8530 | 21 | 33.6 | 7 | 15 | 0
AMM-U-1365 | U | Rooftop | C-RAN | 3 | 3 | 0 | 3 | 3 | 3 | 0 | 0 | 1 | 18 | 6060 | 8530 | 21 | 33.6 | 7 | 15 | 0
AMM-U-1366 | U | Rooftop | C-RAN | 3 | 3 | 0 | 3 | 3 | 3 | 0 | 0 | 1 | 18 | 6060 | 8530 | 21 | 33.6 | 7 | 15 | 0
AMM-U-1367 | U | Rooftop | C-RAN | 3 | 3 | 0 | 3 | 3 | 3 | 0 | 0 | 1 | 18 | 6060 | 8530 | 21 | 33.6 | 7 | 15 | 0
AMM-U-1368 | U | Rooftop | C-RAN | 3 | 3 | 0 | 3 | 3 | 3 | 0 | 0 | 1 | 18 | 6060 | 8530 | 21 | 33.6 | 7 | 15 | 0
AMM-U-1369 | U | Rooftop | C-RAN | 3 | 3 | 0 | 3 | 3 | 3 | 0 | 0 | 1 | 18 | 6060 | 8530 | 21 | 33.6 | 7 | 15 | 0
AMM-U-1370 | U | Rooftop | C-RAN | 3 | 3 | 0 | 3 | 3 | 3 | 0 | 0 | 1 | 18 | 6060 | 8530 | 21 | 33.6 | 7 | 15 | 0
AMM-U-1371 | U | Rooftop | C-RAN | 3 | 3 | 0 | 3 | 3 | 3 | 0 | 0 | 1 | 18 | 6060 | 8530 | 21 | 33.6 | 7 | 15 | 0
AMM-U-1372 | U | Rooftop | C-RAN | 3 | 3 | 0 | 3 | 3 | 3 | 0 | 0 | 1 | 18 | 6060 | 8530 | 21 | 33.6 | 7 | 15 | 0
AMM-U-1373 | U | Rooftop | C-RAN | 3 | 3 | 0 | 3 | 3 | 3 | 0 | 0 | 1 | 18 | 6060 | 8530 | 21 | 33.6 | 7 | 15 | 0
AMM-U-1374 | U | Monopole / greenfield | C-RAN | 3 | 3 | 0 | 3 | 3 | 3 | 0 | 0 | 1 | 18 | 6060 | 8530 | 21 | 33.6 | 7 | 15 | 0
AMM-U-1375 | U | Monopole / greenfield | C-RAN | 3 | 3 | 0 | 3 | 3 | 3 | 0 | 0 | 1 | 18 | 6060 | 8530 | 21 | 33.6 | 7 | 15 | 0
AMM-U-1376 | U | Monopole / greenfield | C-RAN | 3 | 3 | 0 | 3 | 3 | 3 | 0 | 0 | 1 | 18 | 6060 | 8530 | 21 | 33.6 | 7 | 15 | 0
AMM-U-1377 | U | Monopole / greenfield | C-RAN | 3 | 3 | 0 | 3 | 3 | 3 | 0 | 0 | 1 | 18 | 6060 | 8530 | 21 | 33.6 | 7 | 15 | 0
AMM-U-1378 | U | Monopole / greenfield | C-RAN | 3 | 3 | 0 | 3 | 3 | 3 | 0 | 0 | 1 | 18 | 6060 | 8530 | 21 | 33.6 | 7 | 15 | 0
AMM-U-1379 | U | Rooftop | C-RAN | 3 | 3 | 0 | 3 | 3 | 3 | 0 | 0 | 1 | 18 | 6060 | 8530 | 21 | 33.6 | 7 | 15 | 0
AMM-U-1380 | U | Rooftop | C-RAN | 3 | 3 | 0 | 3 | 3 | 3 | 0 | 0 | 1 | 18 | 6060 | 8530 | 21 | 33.6 | 7 | 15 | 0
AMM-U-1381 | U | Rooftop | C-RAN | 3 | 3 | 0 | 3 | 3 | 3 | 0 | 0 | 1 | 18 | 6060 | 8530 | 21 | 33.6 | 7 | 15 | 0
AMM-U-1382 | U | Rooftop | C-RAN | 3 | 3 | 0 | 3 | 3 | 3 | 0 | 0 | 1 | 18 | 6060 | 8530 | 21 | 33.6 | 7 | 15 | 0
AMM-U-1383 | U | Rooftop | C-RAN | 3 | 3 | 0 | 3 | 3 | 3 | 0 | 0 | 1 | 18 | 6060 | 8530 | 21 | 33.6 | 7 | 15 | 0
AMM-U-1384 | U | Rooftop | C-RAN | 3 | 3 | 0 | 3 | 3 | 3 | 0 | 0 | 1 | 18 | 6060 | 8530 | 21 | 33.6 | 7 | 15 | 0
AMM-U-1385 | U | Rooftop | C-RAN | 3 | 3 | 0 | 3 | 3 | 3 | 0 | 0 | 1 | 18 | 6060 | 8530 | 21 | 33.6 | 7 | 15 | 0
AMM-U-1386 | U | Rooftop | C-RAN | 3 | 3 | 0 | 3 | 3 | 3 | 0 | 0 | 1 | 18 | 6060 | 8530 | 21 | 33.6 | 7 | 15 | 0
AMM-U-1387 | U | Rooftop | D-RAN | 3 | 3 | 0 | 3 | 3 | 3 | 1 | 1 | 0 | 18 | 6470 | 9100 | 21 | 38.4 | 8 | 15 | 0
AMM-U-1388 | U | Rooftop | C-RAN | 3 | 3 | 0 | 3 | 3 | 3 | 0 | 0 | 1 | 18 | 6060 | 8530 | 21 | 33.6 | 7 | 15 | 0
AMM-U-1389 | U | Monopole / greenfield | C-RAN | 3 | 3 | 0 | 3 | 3 | 3 | 0 | 0 | 1 | 18 | 6060 | 8530 | 21 | 33.6 | 7 | 15 | 0
AMM-U-1390 | U | Monopole / greenfield | C-RAN | 3 | 3 | 0 | 3 | 3 | 3 | 0 | 0 | 1 | 18 | 6060 | 8530 | 21 | 33.6 | 7 | 15 | 0
AMM-U-1391 | U | Rooftop | C-RAN | 3 | 3 | 0 | 3 | 3 | 3 | 0 | 0 | 1 | 18 | 6060 | 8530 | 21 | 33.6 | 7 | 15 | 0
AMM-U-1392 | U | Rooftop | C-RAN | 3 | 3 | 0 | 3 | 3 | 3 | 0 | 0 | 1 | 18 | 6060 | 8530 | 21 | 33.6 | 7 | 15 | 0
AMM-U-1393 | U | Rooftop | C-RAN | 3 | 3 | 0 | 3 | 3 | 3 | 0 | 0 | 1 | 18 | 6060 | 8530 | 21 | 33.6 | 7 | 15 | 0
AMM-U-1394 | U | Rooftop | C-RAN | 3 | 3 | 0 | 3 | 3 | 3 | 0 | 0 | 1 | 18 | 6060 | 8530 | 21 | 33.6 | 7 | 15 | 0
AMM-U-1395 | U | Rooftop | C-RAN | 3 | 3 | 0 | 3 | 3 | 3 | 0 | 0 | 1 | 18 | 6060 | 8530 | 21 | 33.6 | 7 | 15 | 0
AMM-U-1396 | U | Monopole / greenfield | C-RAN | 3 | 3 | 0 | 3 | 3 | 3 | 0 | 0 | 1 | 18 | 6060 | 8530 | 21 | 33.6 | 7 | 15 | 0
AMM-U-1397 | U | Monopole / greenfield | C-RAN | 3 | 3 | 0 | 3 | 3 | 3 | 0 | 0 | 1 | 18 | 6060 | 8530 | 21 | 33.6 | 7 | 15 | 0
AMM-U-1398 | U | Monopole / greenfield | C-RAN | 3 | 3 | 0 | 3 | 3 | 3 | 0 | 0 | 1 | 18 | 6060 | 8530 | 21 | 33.6 | 7 | 15 | 0
AMM-U-1399 | U | Monopole / greenfield | C-RAN | 3 | 3 | 0 | 3 | 3 | 3 | 0 | 0 | 1 | 18 | 6060 | 8530 | 21 | 33.6 | 7 | 15 | 0
AMM-U-1400 | U | Monopole / greenfield | C-RAN | 3 | 3 | 0 | 3 | 3 | 3 | 0 | 0 | 1 | 18 | 6060 | 8530 | 21 | 33.6 | 7 | 15 | 0
AMM-U-1401 | U | Monopole / greenfield | C-RAN | 3 | 3 | 0 | 3 | 3 | 3 | 0 | 0 | 1 | 18 | 6060 | 8530 | 21 | 33.6 | 7 | 15 | 0
AMM-U-1402 | U | Monopole / greenfield | C-RAN | 3 | 3 | 0 | 3 | 3 | 3 | 0 | 0 | 1 | 18 | 6060 | 8530 | 21 | 33.6 | 7 | 15 | 0
AMM-U-1403 | U | Monopole / greenfield | C-RAN | 3 | 3 | 0 | 3 | 3 | 3 | 0 | 0 | 1 | 18 | 6060 | 8530 | 21 | 33.6 | 7 | 15 | 0
AMM-U-1404 | U | Rooftop | C-RAN | 3 | 3 | 0 | 3 | 3 | 3 | 0 | 0 | 1 | 18 | 6060 | 8530 | 21 | 33.6 | 7 | 15 | 0
AMM-U-1405 | U | Rooftop | C-RAN | 3 | 3 | 0 | 3 | 3 | 3 | 0 | 0 | 1 | 18 | 6060 | 8530 | 21 | 33.6 | 7 | 15 | 0
AMM-U-1406 | U | Rooftop | C-RAN | 3 | 3 | 0 | 3 | 3 | 3 | 0 | 0 | 1 | 18 | 6060 | 8530 | 21 | 33.6 | 7 | 15 | 0
AMM-U-1407 | U | Rooftop | C-RAN | 3 | 3 | 0 | 3 | 3 | 3 | 0 | 0 | 1 | 18 | 6060 | 8530 | 21 | 33.6 | 7 | 15 | 0
AMM-U-1408 | U | Rooftop | C-RAN | 3 | 3 | 0 | 3 | 3 | 3 | 0 | 0 | 1 | 18 | 6060 | 8530 | 21 | 33.6 | 7 | 15 | 0
AMM-U-1409 | U | Rooftop | C-RAN | 3 | 3 | 0 | 3 | 3 | 3 | 0 | 0 | 1 | 18 | 6060 | 8530 | 21 | 33.6 | 7 | 15 | 0
AMM-U-1410 | U | Rooftop | C-RAN | 3 | 3 | 0 | 3 | 3 | 3 | 0 | 0 | 1 | 18 | 6060 | 8530 | 21 | 33.6 | 7 | 15 | 0
AMM-U-1411 | U | Rooftop | C-RAN | 3 | 3 | 0 | 3 | 3 | 3 | 0 | 0 | 1 | 18 | 6060 | 8530 | 21 | 33.6 | 7 | 15 | 0
AMM-U-1412 | U | Rooftop | C-RAN | 3 | 3 | 0 | 3 | 3 | 3 | 0 | 0 | 1 | 18 | 6060 | 8530 | 21 | 33.6 | 7 | 15 | 0
AMM-U-1413 | U | Rooftop | C-RAN | 3 | 3 | 0 | 3 | 3 | 3 | 0 | 0 | 1 | 18 | 6060 | 8530 | 21 | 33.6 | 7 | 15 | 0
AMM-U-1414 | U | Rooftop | C-RAN | 3 | 3 | 0 | 3 | 3 | 3 | 0 | 0 | 1 | 18 | 6060 | 8530 | 21 | 33.6 | 7 | 15 | 0
AMM-U-1415 | U | Rooftop | C-RAN | 3 | 3 | 0 | 3 | 3 | 3 | 0 | 0 | 1 | 18 | 6060 | 8530 | 21 | 33.6 | 7 | 15 | 0
AMM-U-1416 | U | Rooftop | C-RAN | 3 | 3 | 0 | 3 | 3 | 3 | 0 | 0 | 1 | 18 | 6060 | 8530 | 21 | 33.6 | 7 | 15 | 0
AMM-U-1417 | U | Rooftop | C-RAN | 3 | 3 | 0 | 3 | 3 | 3 | 0 | 0 | 1 | 18 | 6060 | 8530 | 21 | 33.6 | 7 | 15 | 0
AMM-U-1418 | U | Rooftop | C-RAN | 3 | 3 | 0 | 3 | 3 | 3 | 0 | 0 | 1 | 18 | 6060 | 8530 | 21 | 33.6 | 7 | 15 | 0
AMM-U-1419 | U | Rooftop | C-RAN | 3 | 3 | 0 | 3 | 3 | 3 | 0 | 0 | 1 | 18 | 6060 | 8530 | 21 | 33.6 | 7 | 15 | 0
AMM-U-1420 | U | Rooftop | C-RAN | 3 | 3 | 0 | 3 | 3 | 3 | 0 | 0 | 1 | 18 | 6060 | 8530 | 21 | 33.6 | 7 | 15 | 0
AMM-U-1421 | U | Rooftop | C-RAN | 3 | 3 | 0 | 3 | 3 | 3 | 0 | 0 | 1 | 18 | 6060 | 8530 | 21 | 33.6 | 7 | 15 | 0
AMM-U-1422 | U | Monopole / greenfield | C-RAN | 3 | 3 | 0 | 3 | 3 | 3 | 0 | 0 | 1 | 18 | 6060 | 8530 | 21 | 33.6 | 7 | 15 | 0
AMM-U-1423 | U | Monopole / greenfield | C-RAN | 3 | 3 | 0 | 3 | 3 | 3 | 0 | 0 | 1 | 18 | 6060 | 8530 | 21 | 33.6 | 7 | 15 | 0
AMM-U-1424 | U | Monopole / greenfield | C-RAN | 3 | 3 | 0 | 3 | 3 | 3 | 0 | 0 | 1 | 18 | 6060 | 8530 | 21 | 33.6 | 7 | 15 | 0
AMM-U-1425 | U | Monopole / greenfield | C-RAN | 3 | 3 | 0 | 3 | 3 | 3 | 0 | 0 | 1 | 18 | 6060 | 8530 | 21 | 33.6 | 7 | 15 | 0
AMM-U-1426 | U | Monopole / greenfield | C-RAN | 3 | 3 | 0 | 3 | 3 | 3 | 0 | 0 | 1 | 18 | 6060 | 8530 | 21 | 33.6 | 7 | 15 | 0
AMM-U-1427 | U | Rooftop | C-RAN | 3 | 3 | 0 | 3 | 3 | 3 | 0 | 0 | 1 | 18 | 6060 | 8530 | 21 | 33.6 | 7 | 15 | 0
AMM-U-1428 | U | Rooftop | C-RAN | 3 | 3 | 0 | 3 | 3 | 3 | 0 | 0 | 1 | 18 | 6060 | 8530 | 21 | 33.6 | 7 | 15 | 0
AMM-U-1429 | U | Rooftop | C-RAN | 3 | 3 | 0 | 3 | 3 | 3 | 0 | 0 | 1 | 18 | 6060 | 8530 | 21 | 33.6 | 7 | 15 | 0
AMM-U-1430 | U | Rooftop | C-RAN | 3 | 3 | 0 | 3 | 3 | 3 | 0 | 0 | 1 | 18 | 6060 | 8530 | 21 | 33.6 | 7 | 15 | 0
AMM-U-1431 | U | Rooftop | C-RAN | 3 | 3 | 0 | 3 | 3 | 3 | 0 | 0 | 1 | 18 | 6060 | 8530 | 21 | 33.6 | 7 | 15 | 0
AMM-U-1432 | U | Rooftop | D-RAN | 3 | 3 | 0 | 3 | 3 | 3 | 1 | 1 | 0 | 18 | 6470 | 9100 | 21 | 38.4 | 8 | 15 | 0
AMM-U-1433 | U | Rooftop | D-RAN | 3 | 3 | 0 | 3 | 3 | 3 | 1 | 1 | 0 | 18 | 6470 | 9100 | 21 | 38.4 | 8 | 15 | 0
AMM-U-1434 | U | Monopole / greenfield | D-RAN | 3 | 3 | 0 | 3 | 3 | 3 | 1 | 1 | 0 | 18 | 6470 | 9100 | 21 | 38.4 | 8 | 15 | 0
AMM-U-1435 | U | Rooftop | C-RAN | 3 | 3 | 0 | 3 | 3 | 3 | 0 | 0 | 1 | 18 | 6060 | 8530 | 21 | 33.6 | 7 | 15 | 0
AMM-U-1436 | U | Rooftop | C-RAN | 3 | 3 | 0 | 3 | 3 | 3 | 0 | 0 | 1 | 18 | 6060 | 8530 | 21 | 33.6 | 7 | 15 | 0
AMM-U-1437 | U | Rooftop | C-RAN | 3 | 3 | 0 | 3 | 3 | 3 | 0 | 0 | 1 | 18 | 6060 | 8530 | 21 | 33.6 | 7 | 15 | 0
AMM-U-1438 | U | Rooftop | C-RAN | 3 | 3 | 0 | 3 | 3 | 3 | 0 | 0 | 1 | 18 | 6060 | 8530 | 21 | 33.6 | 7 | 15 | 0
AMM-U-1439 | U | Rooftop | C-RAN | 3 | 3 | 0 | 3 | 3 | 3 | 0 | 0 | 1 | 18 | 6060 | 8530 | 21 | 33.6 | 7 | 15 | 0
AMM-U-1440 | U | Rooftop | C-RAN | 3 | 3 | 0 | 3 | 3 | 3 | 0 | 0 | 1 | 18 | 6060 | 8530 | 21 | 33.6 | 7 | 15 | 0
AMM-U-1441 | U | Monopole / greenfield | C-RAN | 3 | 3 | 0 | 3 | 3 | 3 | 0 | 0 | 1 | 18 | 6060 | 8530 | 21 | 33.6 | 7 | 15 | 0
AMM-U-1442 | U | Monopole / greenfield | C-RAN | 3 | 3 | 0 | 3 | 3 | 3 | 0 | 0 | 1 | 18 | 6060 | 8530 | 21 | 33.6 | 7 | 15 | 0
AMM-U-1443 | U | Monopole / greenfield | C-RAN | 3 | 3 | 0 | 3 | 3 | 3 | 0 | 0 | 1 | 18 | 6060 | 8530 | 21 | 33.6 | 7 | 15 | 0
AMM-U-1444 | U | Monopole / greenfield | C-RAN | 3 | 3 | 0 | 3 | 3 | 3 | 0 | 0 | 1 | 18 | 6060 | 8530 | 21 | 33.6 | 7 | 15 | 0
AMM-U-1445 | U | Monopole / greenfield | C-RAN | 3 | 3 | 0 | 3 | 3 | 3 | 0 | 0 | 1 | 18 | 6060 | 8530 | 21 | 33.6 | 7 | 15 | 0
AMM-U-1446 | U | Monopole / greenfield | C-RAN | 3 | 3 | 0 | 3 | 3 | 3 | 0 | 0 | 1 | 18 | 6060 | 8530 | 21 | 33.6 | 7 | 15 | 0
AMM-U-1447 | U | Monopole / greenfield | C-RAN | 3 | 3 | 0 | 3 | 3 | 3 | 0 | 0 | 1 | 18 | 6060 | 8530 | 21 | 33.6 | 7 | 15 | 0
AMM-U-1448 | U | Monopole / greenfield | C-RAN | 3 | 3 | 0 | 3 | 3 | 3 | 0 | 0 | 1 | 18 | 6060 | 8530 | 21 | 33.6 | 7 | 15 | 0
AMM-U-1449 | U | Monopole / greenfield | C-RAN | 3 | 3 | 0 | 3 | 3 | 3 | 0 | 0 | 1 | 18 | 6060 | 8530 | 21 | 33.6 | 7 | 15 | 0
AMM-U-1450 | U | Monopole / greenfield | C-RAN | 3 | 3 | 0 | 3 | 3 | 3 | 0 | 0 | 1 | 18 | 6060 | 8530 | 21 | 33.6 | 7 | 15 | 0
AMM-U-1451 | U | Rooftop | C-RAN | 3 | 3 | 0 | 3 | 3 | 3 | 0 | 0 | 1 | 18 | 6060 | 8530 | 21 | 33.6 | 7 | 15 | 0
AMM-U-1452 | U | Rooftop | C-RAN | 3 | 3 | 0 | 3 | 3 | 3 | 0 | 0 | 1 | 18 | 6060 | 8530 | 21 | 33.6 | 7 | 15 | 0
AMM-U-1453 | U | Rooftop | C-RAN | 3 | 3 | 0 | 3 | 3 | 3 | 0 | 0 | 1 | 18 | 6060 | 8530 | 21 | 33.6 | 7 | 15 | 0
AMM-U-1454 | U | Rooftop | C-RAN | 3 | 3 | 0 | 3 | 3 | 3 | 0 | 0 | 1 | 18 | 6060 | 8530 | 21 | 33.6 | 7 | 15 | 0
AMM-U-1455 | U | Rooftop | C-RAN | 3 | 3 | 0 | 3 | 3 | 3 | 0 | 0 | 1 | 18 | 6060 | 8530 | 21 | 33.6 | 7 | 15 | 0
AMM-U-1456 | U | Rooftop | C-RAN | 3 | 3 | 0 | 3 | 3 | 3 | 0 | 0 | 1 | 18 | 6060 | 8530 | 21 | 33.6 | 7 | 15 | 0
AMM-U-1457 | U | Rooftop | C-RAN | 3 | 3 | 0 | 3 | 3 | 3 | 0 | 0 | 1 | 18 | 6060 | 8530 | 21 | 33.6 | 7 | 15 | 0
AMM-U-1458 | U | Rooftop | C-RAN | 3 | 3 | 0 | 3 | 3 | 3 | 0 | 0 | 1 | 18 | 6060 | 8530 | 21 | 33.6 | 7 | 15 | 0
AMM-U-1459 | U | Rooftop | C-RAN | 3 | 3 | 0 | 3 | 3 | 3 | 0 | 0 | 1 | 18 | 6060 | 8530 | 21 | 33.6 | 7 | 15 | 0
AMM-U-1460 | U | Rooftop | C-RAN | 3 | 3 | 0 | 3 | 3 | 3 | 0 | 0 | 1 | 18 | 6060 | 8530 | 21 | 33.6 | 7 | 15 | 0
AMM-U-1461 | U | Rooftop | C-RAN | 3 | 3 | 0 | 3 | 3 | 3 | 0 | 0 | 1 | 18 | 6060 | 8530 | 21 | 33.6 | 7 | 15 | 0
AMM-U-1462 | U | Rooftop | C-RAN | 3 | 3 | 0 | 3 | 3 | 3 | 0 | 0 | 1 | 18 | 6060 | 8530 | 21 | 33.6 | 7 | 15 | 0
AMM-U-1463 | U | Rooftop | C-RAN | 3 | 3 | 0 | 3 | 3 | 3 | 0 | 0 | 1 | 18 | 6060 | 8530 | 21 | 33.6 | 7 | 15 | 0
AMM-U-1464 | U | Rooftop | C-RAN | 3 | 3 | 0 | 3 | 3 | 3 | 0 | 0 | 1 | 18 | 6060 | 8530 | 21 | 33.6 | 7 | 15 | 0
AMM-U-1465 | U | Rooftop | C-RAN | 3 | 3 | 0 | 3 | 3 | 3 | 0 | 0 | 1 | 18 | 6060 | 8530 | 21 | 33.6 | 7 | 15 | 0
AMM-U-1466 | U | Rooftop | C-RAN | 3 | 3 | 0 | 3 | 3 | 3 | 0 | 0 | 1 | 18 | 6060 | 8530 | 21 | 33.6 | 7 | 15 | 0
AMM-U-1467 | U | Monopole / greenfield | C-RAN | 3 | 3 | 0 | 3 | 3 | 3 | 0 | 0 | 1 | 18 | 6060 | 8530 | 21 | 33.6 | 7 | 15 | 0
AMM-U-1468 | U | Monopole / greenfield | C-RAN | 3 | 3 | 0 | 3 | 3 | 3 | 0 | 0 | 1 | 18 | 6060 | 8530 | 21 | 33.6 | 7 | 15 | 0
AMM-U-1469 | U | Monopole / greenfield | C-RAN | 3 | 3 | 0 | 3 | 3 | 3 | 0 | 0 | 1 | 18 | 6060 | 8530 | 21 | 33.6 | 7 | 15 | 0
AMM-U-1470 | U | Monopole / greenfield | C-RAN | 3 | 3 | 0 | 3 | 3 | 3 | 0 | 0 | 1 | 18 | 6060 | 8530 | 21 | 33.6 | 7 | 15 | 0
AMM-U-1471 | U | Monopole / greenfield | C-RAN | 3 | 3 | 0 | 3 | 3 | 3 | 0 | 0 | 1 | 18 | 6060 | 8530 | 21 | 33.6 | 7 | 15 | 0
AMM-U-1472 | U | Monopole / greenfield | C-RAN | 3 | 3 | 0 | 3 | 3 | 3 | 0 | 0 | 1 | 18 | 6060 | 8530 | 21 | 33.6 | 7 | 15 | 0
AMM-U-1473 | U | Monopole / greenfield | C-RAN | 3 | 3 | 0 | 3 | 3 | 3 | 0 | 0 | 1 | 18 | 6060 | 8530 | 21 | 33.6 | 7 | 15 | 0
AMM-U-1474 | U | Monopole / greenfield | C-RAN | 3 | 3 | 0 | 3 | 3 | 3 | 0 | 0 | 1 | 18 | 6060 | 8530 | 21 | 33.6 | 7 | 15 | 0
AMM-U-1475 | U | Rooftop | C-RAN | 3 | 3 | 0 | 3 | 3 | 3 | 0 | 0 | 1 | 18 | 6060 | 8530 | 21 | 33.6 | 7 | 15 | 0
AMM-U-1476 | U | Rooftop | D-RAN | 3 | 3 | 0 | 3 | 3 | 3 | 1 | 1 | 0 | 18 | 6470 | 9100 | 21 | 38.4 | 8 | 15 | 0
AMM-U-1477 | U | Rooftop | D-RAN | 3 | 3 | 0 | 3 | 3 | 3 | 1 | 1 | 0 | 18 | 6470 | 9100 | 21 | 38.4 | 8 | 15 | 0
AMM-U-1478 | U | Rooftop | D-RAN | 3 | 3 | 0 | 3 | 3 | 3 | 1 | 1 | 0 | 18 | 6470 | 9100 | 21 | 38.4 | 8 | 15 | 0
AMM-U-1479 | U | Rooftop | D-RAN | 3 | 3 | 0 | 3 | 3 | 3 | 1 | 1 | 0 | 18 | 6470 | 9100 | 21 | 38.4 | 8 | 15 | 0
AMM-U-1480 | U | Rooftop | D-RAN | 3 | 3 | 0 | 3 | 3 | 3 | 1 | 1 | 0 | 18 | 6470 | 9100 | 21 | 38.4 | 8 | 15 | 0
AMM-U-1481 | U | Rooftop | C-RAN | 3 | 3 | 0 | 3 | 3 | 3 | 0 | 0 | 1 | 18 | 6060 | 8530 | 21 | 33.6 | 7 | 15 | 0
AMM-U-1482 | U | Rooftop | C-RAN | 3 | 3 | 0 | 3 | 3 | 3 | 0 | 0 | 1 | 18 | 6060 | 8530 | 21 | 33.6 | 7 | 15 | 0
AMM-U-1483 | U | Rooftop | C-RAN | 3 | 3 | 0 | 3 | 3 | 3 | 0 | 0 | 1 | 18 | 6060 | 8530 | 21 | 33.6 | 7 | 15 | 0
AMM-U-1484 | U | Rooftop | C-RAN | 3 | 3 | 0 | 3 | 3 | 3 | 0 | 0 | 1 | 18 | 6060 | 8530 | 21 | 33.6 | 7 | 15 | 0
AMM-U-1485 | U | Rooftop | C-RAN | 3 | 3 | 0 | 3 | 3 | 3 | 0 | 0 | 1 | 18 | 6060 | 8530 | 21 | 33.6 | 7 | 15 | 0
AMM-U-1486 | U | Rooftop | C-RAN | 3 | 3 | 0 | 3 | 3 | 3 | 0 | 0 | 1 | 18 | 6060 | 8530 | 21 | 33.6 | 7 | 15 | 0
AMM-U-1487 | U | Rooftop | C-RAN | 3 | 3 | 0 | 3 | 3 | 3 | 0 | 0 | 1 | 18 | 6060 | 8530 | 21 | 33.6 | 7 | 15 | 0
AMM-U-1488 | U | Rooftop | C-RAN | 3 | 3 | 0 | 3 | 3 | 3 | 0 | 0 | 1 | 18 | 6060 | 8530 | 21 | 33.6 | 7 | 15 | 0
AMM-U-1489 | U | Rooftop | C-RAN | 3 | 3 | 0 | 3 | 3 | 3 | 0 | 0 | 1 | 18 | 6060 | 8530 | 21 | 33.6 | 7 | 15 | 0
AMM-U-1490 | U | Rooftop | C-RAN | 3 | 3 | 0 | 3 | 3 | 3 | 0 | 0 | 1 | 18 | 6060 | 8530 | 21 | 33.6 | 7 | 15 | 0
AMM-U-1491 | U | Rooftop | C-RAN | 3 | 3 | 0 | 3 | 3 | 3 | 0 | 0 | 1 | 18 | 6060 | 8530 | 21 | 33.6 | 7 | 15 | 0
AMM-U-1492 | U | Monopole / greenfield | C-RAN | 3 | 3 | 0 | 3 | 3 | 3 | 0 | 0 | 1 | 18 | 6060 | 8530 | 21 | 33.6 | 7 | 15 | 0
AMM-U-1493 | U | Monopole / greenfield | C-RAN | 3 | 3 | 0 | 3 | 3 | 3 | 0 | 0 | 1 | 18 | 6060 | 8530 | 21 | 33.6 | 7 | 15 | 0
AMM-U-1494 | U | Monopole / greenfield | C-RAN | 3 | 3 | 0 | 3 | 3 | 3 | 0 | 0 | 1 | 18 | 6060 | 8530 | 21 | 33.6 | 7 | 15 | 0
AMM-U-1495 | U | Monopole / greenfield | C-RAN | 3 | 3 | 0 | 3 | 3 | 3 | 0 | 0 | 1 | 18 | 6060 | 8530 | 21 | 33.6 | 7 | 15 | 0
AMM-U-1496 | U | Monopole / greenfield | C-RAN | 3 | 3 | 0 | 3 | 3 | 3 | 0 | 0 | 1 | 18 | 6060 | 8530 | 21 | 33.6 | 7 | 15 | 0
AMM-U-1497 | U | Rooftop | C-RAN | 3 | 3 | 0 | 3 | 3 | 3 | 0 | 0 | 1 | 18 | 6060 | 8530 | 21 | 33.6 | 7 | 15 | 0
AMM-U-1498 | U | Rooftop | C-RAN | 3 | 3 | 0 | 3 | 3 | 3 | 0 | 0 | 1 | 18 | 6060 | 8530 | 21 | 33.6 | 7 | 15 | 0
AMM-U-1499 | U | Rooftop | C-RAN | 3 | 3 | 0 | 3 | 3 | 3 | 0 | 0 | 1 | 18 | 6060 | 8530 | 21 | 33.6 | 7 | 15 | 0
AMM-U-1500 | U | Rooftop | C-RAN | 3 | 3 | 0 | 3 | 3 | 3 | 0 | 0 | 1 | 18 | 6060 | 8530 | 21 | 33.6 | 7 | 15 | 0
AMM-U-1501 | U | Rooftop | C-RAN | 3 | 3 | 0 | 3 | 3 | 3 | 0 | 0 | 1 | 18 | 6060 | 8530 | 21 | 33.6 | 7 | 15 | 0
AMM-U-1502 | U | Rooftop | C-RAN | 3 | 3 | 0 | 3 | 3 | 3 | 0 | 0 | 1 | 18 | 6060 | 8530 | 21 | 33.6 | 7 | 15 | 0
AMM-U-1503 | U | Rooftop | C-RAN | 3 | 3 | 0 | 3 | 3 | 3 | 0 | 0 | 1 | 18 | 6060 | 8530 | 21 | 33.6 | 7 | 15 | 0
AMM-U-1504 | U | Rooftop | C-RAN | 3 | 3 | 0 | 3 | 3 | 3 | 0 | 0 | 1 | 18 | 6060 | 8530 | 21 | 33.6 | 7 | 15 | 0
AMM-U-1505 | U | Rooftop | C-RAN | 3 | 3 | 0 | 3 | 3 | 3 | 0 | 0 | 1 | 18 | 6060 | 8530 | 21 | 33.6 | 7 | 15 | 0
AMM-U-1506 | U | Rooftop | C-RAN | 3 | 3 | 0 | 3 | 3 | 3 | 0 | 0 | 1 | 18 | 6060 | 8530 | 21 | 33.6 | 7 | 15 | 0
AMM-U-1507 | U | Rooftop | C-RAN | 3 | 3 | 0 | 3 | 3 | 3 | 0 | 0 | 1 | 18 | 6060 | 8530 | 21 | 33.6 | 7 | 15 | 0
AMM-U-1508 | U | Rooftop | C-RAN | 3 | 3 | 0 | 3 | 3 | 3 | 0 | 0 | 1 | 18 | 6060 | 8530 | 21 | 33.6 | 7 | 15 | 0
AMM-U-1509 | U | Rooftop | C-RAN | 3 | 3 | 0 | 3 | 3 | 3 | 0 | 0 | 1 | 18 | 6060 | 8530 | 21 | 33.6 | 7 | 15 | 0
AMM-U-1510 | U | Rooftop | C-RAN | 3 | 3 | 0 | 3 | 3 | 3 | 0 | 0 | 1 | 18 | 6060 | 8530 | 21 | 33.6 | 7 | 15 | 0
AMM-U-1511 | U | Rooftop | C-RAN | 3 | 3 | 0 | 3 | 3 | 3 | 0 | 0 | 1 | 18 | 6060 | 8530 | 21 | 33.6 | 7 | 15 | 0
AMM-U-1512 | U | Monopole / greenfield | C-RAN | 3 | 3 | 0 | 3 | 3 | 3 | 0 | 0 | 1 | 18 | 6060 | 8530 | 21 | 33.6 | 7 | 15 | 0
AMM-U-1513 | U | Monopole / greenfield | C-RAN | 3 | 3 | 0 | 3 | 3 | 3 | 0 | 0 | 1 | 18 | 6060 | 8530 | 21 | 33.6 | 7 | 15 | 0
AMM-U-1514 | U | Monopole / greenfield | C-RAN | 3 | 3 | 0 | 3 | 3 | 3 | 0 | 0 | 1 | 18 | 6060 | 8530 | 21 | 33.6 | 7 | 15 | 0
AMM-U-1515 | U | Monopole / greenfield | C-RAN | 3 | 3 | 0 | 3 | 3 | 3 | 0 | 0 | 1 | 18 | 6060 | 8530 | 21 | 33.6 | 7 | 15 | 0
AMM-U-1516 | U | Monopole / greenfield | C-RAN | 3 | 3 | 0 | 3 | 3 | 3 | 0 | 0 | 1 | 18 | 6060 | 8530 | 21 | 33.6 | 7 | 15 | 0
AMM-U-1517 | U | Monopole / greenfield | C-RAN | 3 | 3 | 0 | 3 | 3 | 3 | 0 | 0 | 1 | 18 | 6060 | 8530 | 21 | 33.6 | 7 | 15 | 0
AMM-U-1518 | U | Monopole / greenfield | C-RAN | 3 | 3 | 0 | 3 | 3 | 3 | 0 | 0 | 1 | 18 | 6060 | 8530 | 21 | 33.6 | 7 | 15 | 0
AMM-U-1519 | U | Monopole / greenfield | C-RAN | 3 | 3 | 0 | 3 | 3 | 3 | 0 | 0 | 1 | 18 | 6060 | 8530 | 21 | 33.6 | 7 | 15 | 0
AMM-U-1520 | U | Monopole / greenfield | C-RAN | 3 | 3 | 0 | 3 | 3 | 3 | 0 | 0 | 1 | 18 | 6060 | 8530 | 21 | 33.6 | 7 | 15 | 0
AMM-U-1521 | U | Monopole / greenfield | D-RAN | 3 | 3 | 0 | 3 | 3 | 3 | 1 | 1 | 0 | 18 | 6470 | 9100 | 21 | 38.4 | 8 | 15 | 0
AMM-U-1522 | U | Monopole / greenfield | D-RAN | 3 | 3 | 0 | 3 | 3 | 3 | 1 | 1 | 0 | 18 | 6470 | 9100 | 21 | 38.4 | 8 | 15 | 0
AMM-U-1523 | U | Rooftop | D-RAN | 3 | 3 | 0 | 3 | 3 | 3 | 1 | 1 | 0 | 18 | 6470 | 9100 | 21 | 38.4 | 8 | 15 | 0
AMM-U-1524 | U | Rooftop | C-RAN | 3 | 3 | 0 | 3 | 3 | 3 | 0 | 0 | 1 | 18 | 6060 | 8530 | 21 | 33.6 | 7 | 15 | 0
AMM-U-1525 | U | Rooftop | C-RAN | 3 | 3 | 0 | 3 | 3 | 3 | 0 | 0 | 1 | 18 | 6060 | 8530 | 21 | 33.6 | 7 | 15 | 0
AMM-U-1526 | U | Rooftop | C-RAN | 3 | 3 | 0 | 3 | 3 | 3 | 0 | 0 | 1 | 18 | 6060 | 8530 | 21 | 33.6 | 7 | 15 | 0
AMM-U-1527 | U | Rooftop | C-RAN | 3 | 3 | 0 | 3 | 3 | 3 | 0 | 0 | 1 | 18 | 6060 | 8530 | 21 | 33.6 | 7 | 15 | 0
AMM-U-1528 | U | Rooftop | C-RAN | 3 | 3 | 0 | 3 | 3 | 3 | 0 | 0 | 1 | 18 | 6060 | 8530 | 21 | 33.6 | 7 | 15 | 0
AMM-U-1529 | U | Rooftop | C-RAN | 3 | 3 | 0 | 3 | 3 | 3 | 0 | 0 | 1 | 18 | 6060 | 8530 | 21 | 33.6 | 7 | 15 | 0
AMM-U-1530 | U | Rooftop | C-RAN | 3 | 3 | 0 | 3 | 3 | 3 | 0 | 0 | 1 | 18 | 6060 | 8530 | 21 | 33.6 | 7 | 15 | 0
AMM-U-1531 | U | Rooftop | C-RAN | 3 | 3 | 0 | 3 | 3 | 3 | 0 | 0 | 1 | 18 | 6060 | 8530 | 21 | 33.6 | 7 | 15 | 0
AMM-U-1532 | U | Rooftop | C-RAN | 3 | 3 | 0 | 3 | 3 | 3 | 0 | 0 | 1 | 18 | 6060 | 8530 | 21 | 33.6 | 7 | 15 | 0
AMM-U-1533 | U | Rooftop | C-RAN | 3 | 3 | 0 | 3 | 3 | 3 | 0 | 0 | 1 | 18 | 6060 | 8530 | 21 | 33.6 | 7 | 15 | 0
AMM-U-1534 | U | Rooftop | C-RAN | 3 | 3 | 0 | 3 | 3 | 3 | 0 | 0 | 1 | 18 | 6060 | 8530 | 21 | 33.6 | 7 | 15 | 0
AMM-U-1535 | U | Rooftop | C-RAN | 3 | 3 | 0 | 3 | 3 | 3 | 0 | 0 | 1 | 18 | 6060 | 8530 | 21 | 33.6 | 7 | 15 | 0
AMM-U-1536 | U | Monopole / greenfield | C-RAN | 3 | 3 | 0 | 3 | 3 | 3 | 0 | 0 | 1 | 18 | 6060 | 8530 | 21 | 33.6 | 7 | 15 | 0
AMM-U-1537 | U | Monopole / greenfield | C-RAN | 3 | 3 | 0 | 3 | 3 | 3 | 0 | 0 | 1 | 18 | 6060 | 8530 | 21 | 33.6 | 7 | 15 | 0
AMM-U-1538 | U | Rooftop | C-RAN | 3 | 3 | 0 | 3 | 3 | 3 | 0 | 0 | 1 | 18 | 6060 | 8530 | 21 | 33.6 | 7 | 15 | 0
AMM-U-1539 | U | Rooftop | C-RAN | 3 | 3 | 0 | 3 | 3 | 3 | 0 | 0 | 1 | 18 | 6060 | 8530 | 21 | 33.6 | 7 | 15 | 0
AMM-U-1540 | U | Rooftop | C-RAN | 3 | 3 | 0 | 3 | 3 | 3 | 0 | 0 | 1 | 18 | 6060 | 8530 | 21 | 33.6 | 7 | 15 | 0
AMM-U-1541 | U | Rooftop | C-RAN | 3 | 3 | 0 | 3 | 3 | 3 | 0 | 0 | 1 | 18 | 6060 | 8530 | 21 | 33.6 | 7 | 15 | 0
AMM-U-1542 | U | Rooftop | C-RAN | 3 | 3 | 0 | 3 | 3 | 3 | 0 | 0 | 1 | 18 | 6060 | 8530 | 21 | 33.6 | 7 | 15 | 0
AMM-U-1543 | U | Rooftop | C-RAN | 3 | 3 | 0 | 3 | 3 | 3 | 0 | 0 | 1 | 18 | 6060 | 8530 | 21 | 33.6 | 7 | 15 | 0
AMM-U-1544 | U | Rooftop | C-RAN | 3 | 3 | 0 | 3 | 3 | 3 | 0 | 0 | 1 | 18 | 6060 | 8530 | 21 | 33.6 | 7 | 15 | 0
AMM-U-1545 | U | Rooftop | C-RAN | 3 | 3 | 0 | 3 | 3 | 3 | 0 | 0 | 1 | 18 | 6060 | 8530 | 21 | 33.6 | 7 | 15 | 0
AMM-U-1546 | U | Rooftop | C-RAN | 3 | 3 | 0 | 3 | 3 | 3 | 0 | 0 | 1 | 18 | 6060 | 8530 | 21 | 33.6 | 7 | 15 | 0
AMM-U-1547 | U | Rooftop | C-RAN | 3 | 3 | 0 | 3 | 3 | 3 | 0 | 0 | 1 | 18 | 6060 | 8530 | 21 | 33.6 | 7 | 15 | 0
AMM-U-1548 | U | Rooftop | C-RAN | 3 | 3 | 0 | 3 | 3 | 3 | 0 | 0 | 1 | 18 | 6060 | 8530 | 21 | 33.6 | 7 | 15 | 0
AMM-U-1549 | U | Rooftop | C-RAN | 3 | 3 | 0 | 3 | 3 | 3 | 0 | 0 | 1 | 18 | 6060 | 8530 | 21 | 33.6 | 7 | 15 | 0
AMM-U-1550 | U | Rooftop | C-RAN | 3 | 3 | 0 | 3 | 3 | 3 | 0 | 0 | 1 | 18 | 6060 | 8530 | 21 | 33.6 | 7 | 15 | 0
AMM-U-1551 | U | Rooftop | C-RAN | 3 | 3 | 0 | 3 | 3 | 3 | 0 | 0 | 1 | 18 | 6060 | 8530 | 21 | 33.6 | 7 | 15 | 0
AMM-U-1552 | U | Rooftop | C-RAN | 3 | 3 | 0 | 3 | 3 | 3 | 0 | 0 | 1 | 18 | 6060 | 8530 | 21 | 33.6 | 7 | 15 | 0
AMM-U-1553 | U | Rooftop | C-RAN | 3 | 3 | 0 | 3 | 3 | 3 | 0 | 0 | 1 | 18 | 6060 | 8530 | 21 | 33.6 | 7 | 15 | 0
AMM-U-1554 | U | Rooftop | C-RAN | 3 | 3 | 0 | 3 | 3 | 3 | 0 | 0 | 1 | 18 | 6060 | 8530 | 21 | 33.6 | 7 | 15 | 0
AMM-U-1555 | U | Monopole / greenfield | C-RAN | 3 | 3 | 0 | 3 | 3 | 3 | 0 | 0 | 1 | 18 | 6060 | 8530 | 21 | 33.6 | 7 | 15 | 0
AMM-U-1556 | U | Monopole / greenfield | C-RAN | 3 | 3 | 0 | 3 | 3 | 3 | 0 | 0 | 1 | 18 | 6060 | 8530 | 21 | 33.6 | 7 | 15 | 0
AMM-U-1557 | U | Monopole / greenfield | C-RAN | 3 | 3 | 0 | 3 | 3 | 3 | 0 | 0 | 1 | 18 | 6060 | 8530 | 21 | 33.6 | 7 | 15 | 0
AMM-U-1558 | U | Monopole / greenfield | C-RAN | 3 | 3 | 0 | 3 | 3 | 3 | 0 | 0 | 1 | 18 | 6060 | 8530 | 21 | 33.6 | 7 | 15 | 0
AMM-U-1559 | U | Monopole / greenfield | C-RAN | 3 | 3 | 0 | 3 | 3 | 3 | 0 | 0 | 1 | 18 | 6060 | 8530 | 21 | 33.6 | 7 | 15 | 0
AMM-U-1560 | U | Monopole / greenfield | C-RAN | 3 | 3 | 0 | 3 | 3 | 3 | 0 | 0 | 1 | 18 | 6060 | 8530 | 21 | 33.6 | 7 | 15 | 0
AMM-U-1561 | U | Monopole / greenfield | C-RAN | 3 | 3 | 0 | 3 | 3 | 3 | 0 | 0 | 1 | 18 | 6060 | 8530 | 21 | 33.6 | 7 | 15 | 0
AMM-U-1562 | U | Monopole / greenfield | C-RAN | 3 | 3 | 0 | 3 | 3 | 3 | 0 | 0 | 1 | 18 | 6060 | 8530 | 21 | 33.6 | 7 | 15 | 0
AMM-U-1563 | U | Monopole / greenfield | C-RAN | 3 | 3 | 0 | 3 | 3 | 3 | 0 | 0 | 1 | 18 | 6060 | 8530 | 21 | 33.6 | 7 | 15 | 0
AMM-U-1564 | U | Monopole / greenfield | C-RAN | 3 | 3 | 0 | 3 | 3 | 3 | 0 | 0 | 1 | 18 | 6060 | 8530 | 21 | 33.6 | 7 | 15 | 0
AMM-U-1565 | U | Monopole / greenfield | D-RAN | 3 | 3 | 0 | 3 | 3 | 3 | 1 | 1 | 0 | 18 | 6470 | 9100 | 21 | 38.4 | 8 | 15 | 0
AMM-U-1566 | U | Rooftop | D-RAN | 3 | 3 | 0 | 3 | 3 | 3 | 1 | 1 | 0 | 18 | 6470 | 9100 | 21 | 38.4 | 8 | 15 | 0
AMM-U-1567 | U | Rooftop | D-RAN | 3 | 3 | 0 | 3 | 3 | 3 | 1 | 1 | 0 | 18 | 6470 | 9100 | 21 | 38.4 | 8 | 15 | 0
AMM-U-1568 | U | Rooftop | C-RAN | 3 | 3 | 0 | 3 | 3 | 3 | 0 | 0 | 1 | 18 | 6060 | 8530 | 21 | 33.6 | 7 | 15 | 0
AMM-U-1569 | U | Rooftop | C-RAN | 3 | 3 | 0 | 3 | 3 | 3 | 0 | 0 | 1 | 18 | 6060 | 8530 | 21 | 33.6 | 7 | 15 | 0
AMM-U-1570 | U | Rooftop | C-RAN | 3 | 3 | 0 | 3 | 3 | 3 | 0 | 0 | 1 | 18 | 6060 | 8530 | 21 | 33.6 | 7 | 15 | 0
AMM-U-1571 | U | Rooftop | C-RAN | 3 | 3 | 0 | 3 | 3 | 3 | 0 | 0 | 1 | 18 | 6060 | 8530 | 21 | 33.6 | 7 | 15 | 0
AMM-U-1572 | U | Rooftop | C-RAN | 3 | 3 | 0 | 3 | 3 | 3 | 0 | 0 | 1 | 18 | 6060 | 8530 | 21 | 33.6 | 7 | 15 | 0
AMM-U-1573 | U | Rooftop | C-RAN | 3 | 3 | 0 | 3 | 3 | 3 | 0 | 0 | 1 | 18 | 6060 | 8530 | 21 | 33.6 | 7 | 15 | 0
AMM-U-1574 | U | Rooftop | C-RAN | 3 | 3 | 0 | 3 | 3 | 3 | 0 | 0 | 1 | 18 | 6060 | 8530 | 21 | 33.6 | 7 | 15 | 0
AMM-U-1575 | U | Rooftop | C-RAN | 3 | 3 | 0 | 3 | 3 | 3 | 0 | 0 | 1 | 18 | 6060 | 8530 | 21 | 33.6 | 7 | 15 | 0
AMM-U-1576 | U | Rooftop | C-RAN | 3 | 3 | 0 | 3 | 3 | 3 | 0 | 0 | 1 | 18 | 6060 | 8530 | 21 | 33.6 | 7 | 15 | 0
AMM-U-1577 | U | Rooftop | C-RAN | 3 | 3 | 0 | 3 | 3 | 3 | 0 | 0 | 1 | 18 | 6060 | 8530 | 21 | 33.6 | 7 | 15 | 0
AMM-U-1578 | U | Rooftop | C-RAN | 3 | 3 | 0 | 3 | 3 | 3 | 0 | 0 | 1 | 18 | 6060 | 8530 | 21 | 33.6 | 7 | 15 | 0
AMM-U-1579 | U | Rooftop | C-RAN | 3 | 3 | 0 | 3 | 3 | 3 | 0 | 0 | 1 | 18 | 6060 | 8530 | 21 | 33.6 | 7 | 15 | 0
SAL-U-0001 | U | Monopole / greenfield | C-RAN | 3 | 3 | 0 | 3 | 3 | 3 | 0 | 0 | 1 | 18 | 6060 | 8530 | 21 | 33.6 | 7 | 15 | 0
SAL-U-0002 | U | Monopole / greenfield | C-RAN | 3 | 3 | 0 | 3 | 3 | 3 | 0 | 0 | 1 | 18 | 6060 | 8530 | 21 | 33.6 | 7 | 15 | 0
SAL-U-0003 | U | Monopole / greenfield | C-RAN | 3 | 3 | 0 | 3 | 3 | 3 | 0 | 0 | 1 | 18 | 6060 | 8530 | 21 | 33.6 | 7 | 15 | 0
SAL-U-0004 | U | Monopole / greenfield | C-RAN | 3 | 3 | 0 | 3 | 3 | 3 | 0 | 0 | 1 | 18 | 6060 | 8530 | 21 | 33.6 | 7 | 15 | 0
AMM-U-1580 | U | Rooftop | C-RAN | 3 | 3 | 0 | 3 | 3 | 3 | 0 | 0 | 1 | 18 | 6060 | 8530 | 21 | 33.6 | 7 | 15 | 0
AMM-U-1581 | U | Rooftop | C-RAN | 3 | 3 | 0 | 3 | 3 | 3 | 0 | 0 | 1 | 18 | 6060 | 8530 | 21 | 33.6 | 7 | 15 | 0
AMM-U-1582 | U | Rooftop | C-RAN | 3 | 3 | 0 | 3 | 3 | 3 | 0 | 0 | 1 | 18 | 6060 | 8530 | 21 | 33.6 | 7 | 15 | 0
AMM-U-1583 | U | Rooftop | C-RAN | 3 | 3 | 0 | 3 | 3 | 3 | 0 | 0 | 1 | 18 | 6060 | 8530 | 21 | 33.6 | 7 | 15 | 0
AMM-U-1584 | U | Rooftop | C-RAN | 3 | 3 | 0 | 3 | 3 | 3 | 0 | 0 | 1 | 18 | 6060 | 8530 | 21 | 33.6 | 7 | 15 | 0
AMM-U-1585 | U | Rooftop | C-RAN | 3 | 3 | 0 | 3 | 3 | 3 | 0 | 0 | 1 | 18 | 6060 | 8530 | 21 | 33.6 | 7 | 15 | 0
AMM-U-1586 | U | Rooftop | C-RAN | 3 | 3 | 0 | 3 | 3 | 3 | 0 | 0 | 1 | 18 | 6060 | 8530 | 21 | 33.6 | 7 | 15 | 0
AMM-U-1587 | U | Rooftop | C-RAN | 3 | 3 | 0 | 3 | 3 | 3 | 0 | 0 | 1 | 18 | 6060 | 8530 | 21 | 33.6 | 7 | 15 | 0
AMM-U-1588 | U | Rooftop | C-RAN | 3 | 3 | 0 | 3 | 3 | 3 | 0 | 0 | 1 | 18 | 6060 | 8530 | 21 | 33.6 | 7 | 15 | 0
AMM-U-1589 | U | Rooftop | C-RAN | 3 | 3 | 0 | 3 | 3 | 3 | 0 | 0 | 1 | 18 | 6060 | 8530 | 21 | 33.6 | 7 | 15 | 0
AMM-U-1590 | U | Rooftop | C-RAN | 3 | 3 | 0 | 3 | 3 | 3 | 0 | 0 | 1 | 18 | 6060 | 8530 | 21 | 33.6 | 7 | 15 | 0
AMM-U-1591 | U | Rooftop | C-RAN | 3 | 3 | 0 | 3 | 3 | 3 | 0 | 0 | 1 | 18 | 6060 | 8530 | 21 | 33.6 | 7 | 15 | 0
AMM-U-1592 | U | Rooftop | C-RAN | 3 | 3 | 0 | 3 | 3 | 3 | 0 | 0 | 1 | 18 | 6060 | 8530 | 21 | 33.6 | 7 | 15 | 0
AMM-U-1593 | U | Rooftop | C-RAN | 3 | 3 | 0 | 3 | 3 | 3 | 0 | 0 | 1 | 18 | 6060 | 8530 | 21 | 33.6 | 7 | 15 | 0
AMM-U-1594 | U | Rooftop | C-RAN | 3 | 3 | 0 | 3 | 3 | 3 | 0 | 0 | 1 | 18 | 6060 | 8530 | 21 | 33.6 | 7 | 15 | 0
AMM-U-1595 | U | Rooftop | C-RAN | 3 | 3 | 0 | 3 | 3 | 3 | 0 | 0 | 1 | 18 | 6060 | 8530 | 21 | 33.6 | 7 | 15 | 0
AMM-U-1596 | U | Rooftop | C-RAN | 3 | 3 | 0 | 3 | 3 | 3 | 0 | 0 | 1 | 18 | 6060 | 8530 | 21 | 33.6 | 7 | 15 | 0
AMM-U-1597 | U | Rooftop | C-RAN | 3 | 3 | 0 | 3 | 3 | 3 | 0 | 0 | 1 | 18 | 6060 | 8530 | 21 | 33.6 | 7 | 15 | 0
AMM-U-1598 | U | Monopole / greenfield | C-RAN | 3 | 3 | 0 | 3 | 3 | 3 | 0 | 0 | 1 | 18 | 6060 | 8530 | 21 | 33.6 | 7 | 15 | 0
AMM-U-1599 | U | Monopole / greenfield | C-RAN | 3 | 3 | 0 | 3 | 3 | 3 | 0 | 0 | 1 | 18 | 6060 | 8530 | 21 | 33.6 | 7 | 15 | 0
AMM-U-1600 | U | Monopole / greenfield | C-RAN | 3 | 3 | 0 | 3 | 3 | 3 | 0 | 0 | 1 | 18 | 6060 | 8530 | 21 | 33.6 | 7 | 15 | 0
AMM-U-1601 | U | Monopole / greenfield | C-RAN | 3 | 3 | 0 | 3 | 3 | 3 | 0 | 0 | 1 | 18 | 6060 | 8530 | 21 | 33.6 | 7 | 15 | 0
AMM-U-1602 | U | Monopole / greenfield | C-RAN | 3 | 3 | 0 | 3 | 3 | 3 | 0 | 0 | 1 | 18 | 6060 | 8530 | 21 | 33.6 | 7 | 15 | 0
AMM-U-1603 | U | Monopole / greenfield | C-RAN | 3 | 3 | 0 | 3 | 3 | 3 | 0 | 0 | 1 | 18 | 6060 | 8530 | 21 | 33.6 | 7 | 15 | 0
AMM-U-1604 | U | Rooftop | C-RAN | 3 | 3 | 0 | 3 | 3 | 3 | 0 | 0 | 1 | 18 | 6060 | 8530 | 21 | 33.6 | 7 | 15 | 0
AMM-U-1605 | U | Monopole / greenfield | C-RAN | 3 | 3 | 0 | 3 | 3 | 3 | 0 | 0 | 1 | 18 | 6060 | 8530 | 21 | 33.6 | 7 | 15 | 0
AMM-U-1606 | U | Monopole / greenfield | C-RAN | 3 | 3 | 0 | 3 | 3 | 3 | 0 | 0 | 1 | 18 | 6060 | 8530 | 21 | 33.6 | 7 | 15 | 0
AMM-U-1607 | U | Rooftop | D-RAN | 3 | 3 | 0 | 3 | 3 | 3 | 1 | 1 | 0 | 18 | 6470 | 9100 | 21 | 38.4 | 8 | 15 | 0
AMM-U-1608 | U | Rooftop | C-RAN | 3 | 3 | 0 | 3 | 3 | 3 | 0 | 0 | 1 | 18 | 6060 | 8530 | 21 | 33.6 | 7 | 15 | 0
AMM-U-1609 | U | Rooftop | C-RAN | 3 | 3 | 0 | 3 | 3 | 3 | 0 | 0 | 1 | 18 | 6060 | 8530 | 21 | 33.6 | 7 | 15 | 0
AMM-U-1610 | U | Rooftop | C-RAN | 3 | 3 | 0 | 3 | 3 | 3 | 0 | 0 | 1 | 18 | 6060 | 8530 | 21 | 33.6 | 7 | 15 | 0
AMM-U-1611 | U | Rooftop | C-RAN | 3 | 3 | 0 | 3 | 3 | 3 | 0 | 0 | 1 | 18 | 6060 | 8530 | 21 | 33.6 | 7 | 15 | 0
AMM-U-1612 | U | Rooftop | C-RAN | 3 | 3 | 0 | 3 | 3 | 3 | 0 | 0 | 1 | 18 | 6060 | 8530 | 21 | 33.6 | 7 | 15 | 0
AMM-U-1613 | U | Rooftop | C-RAN | 3 | 3 | 0 | 3 | 3 | 3 | 0 | 0 | 1 | 18 | 6060 | 8530 | 21 | 33.6 | 7 | 15 | 0
AMM-U-1614 | U | Rooftop | C-RAN | 3 | 3 | 0 | 3 | 3 | 3 | 0 | 0 | 1 | 18 | 6060 | 8530 | 21 | 33.6 | 7 | 15 | 0
AMM-U-1615 | U | Rooftop | C-RAN | 3 | 3 | 0 | 3 | 3 | 3 | 0 | 0 | 1 | 18 | 6060 | 8530 | 21 | 33.6 | 7 | 15 | 0
AMM-U-1616 | U | Rooftop | C-RAN | 3 | 3 | 0 | 3 | 3 | 3 | 0 | 0 | 1 | 18 | 6060 | 8530 | 21 | 33.6 | 7 | 15 | 0
AMM-U-1617 | U | Rooftop | C-RAN | 3 | 3 | 0 | 3 | 3 | 3 | 0 | 0 | 1 | 18 | 6060 | 8530 | 21 | 33.6 | 7 | 15 | 0
AMM-U-1618 | U | Rooftop | C-RAN | 3 | 3 | 0 | 3 | 3 | 3 | 0 | 0 | 1 | 18 | 6060 | 8530 | 21 | 33.6 | 7 | 15 | 0
AMM-U-1619 | U | Rooftop | C-RAN | 3 | 3 | 0 | 3 | 3 | 3 | 0 | 0 | 1 | 18 | 6060 | 8530 | 21 | 33.6 | 7 | 15 | 0
AMM-U-1620 | U | Rooftop | C-RAN | 3 | 3 | 0 | 3 | 3 | 3 | 0 | 0 | 1 | 18 | 6060 | 8530 | 21 | 33.6 | 7 | 15 | 0
SAL-U-0005 | U | Rooftop | C-RAN | 3 | 3 | 0 | 3 | 3 | 3 | 0 | 0 | 1 | 18 | 6060 | 8530 | 21 | 33.6 | 7 | 15 | 0
SAL-U-0006 | U | Rooftop | C-RAN | 3 | 3 | 0 | 3 | 3 | 3 | 0 | 0 | 1 | 18 | 6060 | 8530 | 21 | 33.6 | 7 | 15 | 0
SAL-U-0007 | U | Rooftop | C-RAN | 3 | 3 | 0 | 3 | 3 | 3 | 0 | 0 | 1 | 18 | 6060 | 8530 | 21 | 33.6 | 7 | 15 | 0
SAL-U-0008 | U | Monopole / greenfield | C-RAN | 3 | 3 | 0 | 3 | 3 | 3 | 0 | 0 | 1 | 18 | 6060 | 8530 | 21 | 33.6 | 7 | 15 | 0
SAL-U-0009 | U | Monopole / greenfield | C-RAN | 3 | 3 | 0 | 3 | 3 | 3 | 0 | 0 | 1 | 18 | 6060 | 8530 | 21 | 33.6 | 7 | 15 | 0
SAL-U-0010 | U | Monopole / greenfield | C-RAN | 3 | 3 | 0 | 3 | 3 | 3 | 0 | 0 | 1 | 18 | 6060 | 8530 | 21 | 33.6 | 7 | 15 | 0
SAL-U-0011 | U | Monopole / greenfield | C-RAN | 3 | 3 | 0 | 3 | 3 | 3 | 0 | 0 | 1 | 18 | 6060 | 8530 | 21 | 33.6 | 7 | 15 | 0
AMM-U-1621 | U | Rooftop | C-RAN | 3 | 3 | 0 | 3 | 3 | 3 | 0 | 0 | 1 | 18 | 6060 | 8530 | 21 | 33.6 | 7 | 15 | 0
AMM-U-1622 | U | Rooftop | C-RAN | 3 | 3 | 0 | 3 | 3 | 3 | 0 | 0 | 1 | 18 | 6060 | 8530 | 21 | 33.6 | 7 | 15 | 0
AMM-U-1623 | U | Rooftop | C-RAN | 3 | 3 | 0 | 3 | 3 | 3 | 0 | 0 | 1 | 18 | 6060 | 8530 | 21 | 33.6 | 7 | 15 | 0
AMM-U-1624 | U | Rooftop | C-RAN | 3 | 3 | 0 | 3 | 3 | 3 | 0 | 0 | 1 | 18 | 6060 | 8530 | 21 | 33.6 | 7 | 15 | 0
AMM-U-1625 | U | Rooftop | C-RAN | 3 | 3 | 0 | 3 | 3 | 3 | 0 | 0 | 1 | 18 | 6060 | 8530 | 21 | 33.6 | 7 | 15 | 0
AMM-U-1626 | U | Rooftop | C-RAN | 3 | 3 | 0 | 3 | 3 | 3 | 0 | 0 | 1 | 18 | 6060 | 8530 | 21 | 33.6 | 7 | 15 | 0
AMM-U-1627 | U | Rooftop | C-RAN | 3 | 3 | 0 | 3 | 3 | 3 | 0 | 0 | 1 | 18 | 6060 | 8530 | 21 | 33.6 | 7 | 15 | 0
AMM-U-1628 | U | Rooftop | C-RAN | 3 | 3 | 0 | 3 | 3 | 3 | 0 | 0 | 1 | 18 | 6060 | 8530 | 21 | 33.6 | 7 | 15 | 0
AMM-U-1629 | U | Rooftop | C-RAN | 3 | 3 | 0 | 3 | 3 | 3 | 0 | 0 | 1 | 18 | 6060 | 8530 | 21 | 33.6 | 7 | 15 | 0
AMM-U-1630 | U | Rooftop | C-RAN | 3 | 3 | 0 | 3 | 3 | 3 | 0 | 0 | 1 | 18 | 6060 | 8530 | 21 | 33.6 | 7 | 15 | 0
AMM-U-1631 | U | Rooftop | C-RAN | 3 | 3 | 0 | 3 | 3 | 3 | 0 | 0 | 1 | 18 | 6060 | 8530 | 21 | 33.6 | 7 | 15 | 0
AMM-U-1632 | U | Rooftop | C-RAN | 3 | 3 | 0 | 3 | 3 | 3 | 0 | 0 | 1 | 18 | 6060 | 8530 | 21 | 33.6 | 7 | 15 | 0
AMM-U-1633 | U | Rooftop | C-RAN | 3 | 3 | 0 | 3 | 3 | 3 | 0 | 0 | 1 | 18 | 6060 | 8530 | 21 | 33.6 | 7 | 15 | 0
AMM-U-1634 | U | Rooftop | C-RAN | 3 | 3 | 0 | 3 | 3 | 3 | 0 | 0 | 1 | 18 | 6060 | 8530 | 21 | 33.6 | 7 | 15 | 0
AMM-U-1635 | U | Rooftop | C-RAN | 3 | 3 | 0 | 3 | 3 | 3 | 0 | 0 | 1 | 18 | 6060 | 8530 | 21 | 33.6 | 7 | 15 | 0
AMM-U-1636 | U | Rooftop | C-RAN | 3 | 3 | 0 | 3 | 3 | 3 | 0 | 0 | 1 | 18 | 6060 | 8530 | 21 | 33.6 | 7 | 15 | 0
AMM-U-1637 | U | Monopole / greenfield | C-RAN | 3 | 3 | 0 | 3 | 3 | 3 | 0 | 0 | 1 | 18 | 6060 | 8530 | 21 | 33.6 | 7 | 15 | 0
AMM-U-1638 | U | Monopole / greenfield | C-RAN | 3 | 3 | 0 | 3 | 3 | 3 | 0 | 0 | 1 | 18 | 6060 | 8530 | 21 | 33.6 | 7 | 15 | 0
AMM-U-1639 | U | Rooftop | C-RAN | 3 | 3 | 0 | 3 | 3 | 3 | 0 | 0 | 1 | 18 | 6060 | 8530 | 21 | 33.6 | 7 | 15 | 0
AMM-U-1640 | U | Monopole / greenfield | C-RAN | 3 | 3 | 0 | 3 | 3 | 3 | 0 | 0 | 1 | 18 | 6060 | 8530 | 21 | 33.6 | 7 | 15 | 0
AMM-U-1641 | U | Monopole / greenfield | C-RAN | 3 | 3 | 0 | 3 | 3 | 3 | 0 | 0 | 1 | 18 | 6060 | 8530 | 21 | 33.6 | 7 | 15 | 0
AMM-U-1642 | U | Monopole / greenfield | C-RAN | 3 | 3 | 0 | 3 | 3 | 3 | 0 | 0 | 1 | 18 | 6060 | 8530 | 21 | 33.6 | 7 | 15 | 0
AMM-U-1643 | U | Monopole / greenfield | C-RAN | 3 | 3 | 0 | 3 | 3 | 3 | 0 | 0 | 1 | 18 | 6060 | 8530 | 21 | 33.6 | 7 | 15 | 0
AMM-U-1644 | U | Monopole / greenfield | C-RAN | 3 | 3 | 0 | 3 | 3 | 3 | 0 | 0 | 1 | 18 | 6060 | 8530 | 21 | 33.6 | 7 | 15 | 0
AMM-U-1645 | U | Monopole / greenfield | C-RAN | 3 | 3 | 0 | 3 | 3 | 3 | 0 | 0 | 1 | 18 | 6060 | 8530 | 21 | 33.6 | 7 | 15 | 0
AMM-U-1646 | U | Rooftop | C-RAN | 3 | 3 | 0 | 3 | 3 | 3 | 0 | 0 | 1 | 18 | 6060 | 8530 | 21 | 33.6 | 7 | 15 | 0
AMM-U-1647 | U | Rooftop | C-RAN | 3 | 3 | 0 | 3 | 3 | 3 | 0 | 0 | 1 | 18 | 6060 | 8530 | 21 | 33.6 | 7 | 15 | 0
AMM-U-1648 | U | Rooftop | C-RAN | 3 | 3 | 0 | 3 | 3 | 3 | 0 | 0 | 1 | 18 | 6060 | 8530 | 21 | 33.6 | 7 | 15 | 0
AMM-U-1649 | U | Rooftop | C-RAN | 3 | 3 | 0 | 3 | 3 | 3 | 0 | 0 | 1 | 18 | 6060 | 8530 | 21 | 33.6 | 7 | 15 | 0
AMM-U-1650 | U | Rooftop | C-RAN | 3 | 3 | 0 | 3 | 3 | 3 | 0 | 0 | 1 | 18 | 6060 | 8530 | 21 | 33.6 | 7 | 15 | 0
AMM-U-1651 | U | Rooftop | C-RAN | 3 | 3 | 0 | 3 | 3 | 3 | 0 | 0 | 1 | 18 | 6060 | 8530 | 21 | 33.6 | 7 | 15 | 0
AMM-U-1652 | U | Rooftop | C-RAN | 3 | 3 | 0 | 3 | 3 | 3 | 0 | 0 | 1 | 18 | 6060 | 8530 | 21 | 33.6 | 7 | 15 | 0
AMM-U-1653 | U | Rooftop | C-RAN | 3 | 3 | 0 | 3 | 3 | 3 | 0 | 0 | 1 | 18 | 6060 | 8530 | 21 | 33.6 | 7 | 15 | 0
AMM-U-1654 | U | Rooftop | C-RAN | 3 | 3 | 0 | 3 | 3 | 3 | 0 | 0 | 1 | 18 | 6060 | 8530 | 21 | 33.6 | 7 | 15 | 0
AMM-U-1655 | U | Rooftop | C-RAN | 3 | 3 | 0 | 3 | 3 | 3 | 0 | 0 | 1 | 18 | 6060 | 8530 | 21 | 33.6 | 7 | 15 | 0
AMM-U-1656 | U | Rooftop | C-RAN | 3 | 3 | 0 | 3 | 3 | 3 | 0 | 0 | 1 | 18 | 6060 | 8530 | 21 | 33.6 | 7 | 15 | 0
AMM-U-1657 | U | Rooftop | C-RAN | 3 | 3 | 0 | 3 | 3 | 3 | 0 | 0 | 1 | 18 | 6060 | 8530 | 21 | 33.6 | 7 | 15 | 0
AMM-U-1658 | U | Rooftop | C-RAN | 3 | 3 | 0 | 3 | 3 | 3 | 0 | 0 | 1 | 18 | 6060 | 8530 | 21 | 33.6 | 7 | 15 | 0
AMM-U-1659 | U | Rooftop | C-RAN | 3 | 3 | 0 | 3 | 3 | 3 | 0 | 0 | 1 | 18 | 6060 | 8530 | 21 | 33.6 | 7 | 15 | 0
AMM-U-1660 | U | Rooftop | C-RAN | 3 | 3 | 0 | 3 | 3 | 3 | 0 | 0 | 1 | 18 | 6060 | 8530 | 21 | 33.6 | 7 | 15 | 0
AMM-U-1661 | U | Rooftop | C-RAN | 3 | 3 | 0 | 3 | 3 | 3 | 0 | 0 | 1 | 18 | 6060 | 8530 | 21 | 33.6 | 7 | 15 | 0
AMM-U-1662 | U | Monopole / greenfield | C-RAN | 3 | 3 | 0 | 3 | 3 | 3 | 0 | 0 | 1 | 18 | 6060 | 8530 | 21 | 33.6 | 7 | 15 | 0
AMM-U-1663 | U | Rooftop | C-RAN | 3 | 3 | 0 | 3 | 3 | 3 | 0 | 0 | 1 | 18 | 6060 | 8530 | 21 | 33.6 | 7 | 15 | 0
AMM-U-1664 | U | Monopole / greenfield | C-RAN | 3 | 3 | 0 | 3 | 3 | 3 | 0 | 0 | 1 | 18 | 6060 | 8530 | 21 | 33.6 | 7 | 15 | 0
SAL-U-0012 | U | Monopole / greenfield | C-RAN | 3 | 3 | 0 | 3 | 3 | 3 | 0 | 0 | 1 | 18 | 6060 | 8530 | 21 | 33.6 | 7 | 15 | 0
SAL-U-0013 | U | Rooftop | C-RAN | 3 | 3 | 0 | 3 | 3 | 3 | 0 | 0 | 1 | 18 | 6060 | 8530 | 21 | 33.6 | 7 | 15 | 0
SAL-U-0014 | U | Rooftop | C-RAN | 3 | 3 | 0 | 3 | 3 | 3 | 0 | 0 | 1 | 18 | 6060 | 8530 | 21 | 33.6 | 7 | 15 | 0
SAL-U-0015 | U | Rooftop | C-RAN | 3 | 3 | 0 | 3 | 3 | 3 | 0 | 0 | 1 | 18 | 6060 | 8530 | 21 | 33.6 | 7 | 15 | 0
SAL-U-0016 | U | Rooftop | C-RAN | 3 | 3 | 0 | 3 | 3 | 3 | 0 | 0 | 1 | 18 | 6060 | 8530 | 21 | 33.6 | 7 | 15 | 0
SAL-U-0017 | U | Rooftop | C-RAN | 3 | 3 | 0 | 3 | 3 | 3 | 0 | 0 | 1 | 18 | 6060 | 8530 | 21 | 33.6 | 7 | 15 | 0
SAL-U-0018 | U | Rooftop | C-RAN | 3 | 3 | 0 | 3 | 3 | 3 | 0 | 0 | 1 | 18 | 6060 | 8530 | 21 | 33.6 | 7 | 15 | 0
SAL-U-0019 | U | Monopole / greenfield | C-RAN | 3 | 3 | 0 | 3 | 3 | 3 | 0 | 0 | 1 | 18 | 6060 | 8530 | 21 | 33.6 | 7 | 15 | 0
SAL-U-0020 | U | Monopole / greenfield | C-RAN | 3 | 3 | 0 | 3 | 3 | 3 | 0 | 0 | 1 | 18 | 6060 | 8530 | 21 | 33.6 | 7 | 15 | 0
SAL-U-0021 | U | Monopole / greenfield | C-RAN | 3 | 3 | 0 | 3 | 3 | 3 | 0 | 0 | 1 | 18 | 6060 | 8530 | 21 | 33.6 | 7 | 15 | 0
AMM-U-1665 | U | Rooftop | C-RAN | 3 | 3 | 0 | 3 | 3 | 3 | 0 | 0 | 1 | 18 | 6060 | 8530 | 21 | 33.6 | 7 | 15 | 0
AMM-U-1666 | U | Rooftop | D-RAN | 3 | 3 | 0 | 3 | 3 | 3 | 1 | 1 | 0 | 18 | 6470 | 9100 | 21 | 38.4 | 8 | 15 | 0
AMM-U-1667 | U | Rooftop | C-RAN | 3 | 3 | 0 | 3 | 3 | 3 | 0 | 0 | 1 | 18 | 6060 | 8530 | 21 | 33.6 | 7 | 15 | 0
AMM-U-1668 | U | Rooftop | C-RAN | 3 | 3 | 0 | 3 | 3 | 3 | 0 | 0 | 1 | 18 | 6060 | 8530 | 21 | 33.6 | 7 | 15 | 0
AMM-U-1669 | U | Rooftop | C-RAN | 3 | 3 | 0 | 3 | 3 | 3 | 0 | 0 | 1 | 18 | 6060 | 8530 | 21 | 33.6 | 7 | 15 | 0
AMM-U-1670 | U | Rooftop | C-RAN | 3 | 3 | 0 | 3 | 3 | 3 | 0 | 0 | 1 | 18 | 6060 | 8530 | 21 | 33.6 | 7 | 15 | 0
AMM-U-1671 | U | Rooftop | C-RAN | 3 | 3 | 0 | 3 | 3 | 3 | 0 | 0 | 1 | 18 | 6060 | 8530 | 21 | 33.6 | 7 | 15 | 0
AMM-U-1672 | U | Rooftop | C-RAN | 3 | 3 | 0 | 3 | 3 | 3 | 0 | 0 | 1 | 18 | 6060 | 8530 | 21 | 33.6 | 7 | 15 | 0
AMM-U-1673 | U | Rooftop | C-RAN | 3 | 3 | 0 | 3 | 3 | 3 | 0 | 0 | 1 | 18 | 6060 | 8530 | 21 | 33.6 | 7 | 15 | 0
AMM-U-1674 | U | Rooftop | C-RAN | 3 | 3 | 0 | 3 | 3 | 3 | 0 | 0 | 1 | 18 | 6060 | 8530 | 21 | 33.6 | 7 | 15 | 0
AMM-U-1675 | U | Rooftop | C-RAN | 3 | 3 | 0 | 3 | 3 | 3 | 0 | 0 | 1 | 18 | 6060 | 8530 | 21 | 33.6 | 7 | 15 | 0
AMM-U-1676 | U | Rooftop | C-RAN | 3 | 3 | 0 | 3 | 3 | 3 | 0 | 0 | 1 | 18 | 6060 | 8530 | 21 | 33.6 | 7 | 15 | 0
AMM-U-1677 | U | Rooftop | C-RAN | 3 | 3 | 0 | 3 | 3 | 3 | 0 | 0 | 1 | 18 | 6060 | 8530 | 21 | 33.6 | 7 | 15 | 0
AMM-U-1678 | U | Rooftop | C-RAN | 3 | 3 | 0 | 3 | 3 | 3 | 0 | 0 | 1 | 18 | 6060 | 8530 | 21 | 33.6 | 7 | 15 | 0
AMM-U-1679 | U | Rooftop | C-RAN | 3 | 3 | 0 | 3 | 3 | 3 | 0 | 0 | 1 | 18 | 6060 | 8530 | 21 | 33.6 | 7 | 15 | 0
AMM-U-1680 | U | Monopole / greenfield | C-RAN | 3 | 3 | 0 | 3 | 3 | 3 | 0 | 0 | 1 | 18 | 6060 | 8530 | 21 | 33.6 | 7 | 15 | 0
AMM-U-1681 | U | Monopole / greenfield | C-RAN | 3 | 3 | 0 | 3 | 3 | 3 | 0 | 0 | 1 | 18 | 6060 | 8530 | 21 | 33.6 | 7 | 15 | 0
AMM-U-1682 | U | Rooftop | C-RAN | 3 | 3 | 0 | 3 | 3 | 3 | 0 | 0 | 1 | 18 | 6060 | 8530 | 21 | 33.6 | 7 | 15 | 0
AMM-U-1683 | U | Rooftop | C-RAN | 3 | 3 | 0 | 3 | 3 | 3 | 0 | 0 | 1 | 18 | 6060 | 8530 | 21 | 33.6 | 7 | 15 | 0
AMM-U-1684 | U | Monopole / greenfield | C-RAN | 3 | 3 | 0 | 3 | 3 | 3 | 0 | 0 | 1 | 18 | 6060 | 8530 | 21 | 33.6 | 7 | 15 | 0
AMM-U-1685 | U | Rooftop | C-RAN | 3 | 3 | 0 | 3 | 3 | 3 | 0 | 0 | 1 | 18 | 6060 | 8530 | 21 | 33.6 | 7 | 15 | 0
AMM-U-1686 | U | Rooftop | C-RAN | 3 | 3 | 0 | 3 | 3 | 3 | 0 | 0 | 1 | 18 | 6060 | 8530 | 21 | 33.6 | 7 | 15 | 0
AMM-U-1687 | U | Monopole / greenfield | C-RAN | 3 | 3 | 0 | 3 | 3 | 3 | 0 | 0 | 1 | 18 | 6060 | 8530 | 21 | 33.6 | 7 | 15 | 0
AMM-U-1688 | U | Rooftop | C-RAN | 3 | 3 | 0 | 3 | 3 | 3 | 0 | 0 | 1 | 18 | 6060 | 8530 | 21 | 33.6 | 7 | 15 | 0
AMM-U-1689 | U | Rooftop | C-RAN | 3 | 3 | 0 | 3 | 3 | 3 | 0 | 0 | 1 | 18 | 6060 | 8530 | 21 | 33.6 | 7 | 15 | 0
AMM-U-1690 | U | Rooftop | C-RAN | 3 | 3 | 0 | 3 | 3 | 3 | 0 | 0 | 1 | 18 | 6060 | 8530 | 21 | 33.6 | 7 | 15 | 0
AMM-U-1691 | U | Rooftop | C-RAN | 3 | 3 | 0 | 3 | 3 | 3 | 0 | 0 | 1 | 18 | 6060 | 8530 | 21 | 33.6 | 7 | 15 | 0
AMM-U-1692 | U | Rooftop | C-RAN | 3 | 3 | 0 | 3 | 3 | 3 | 0 | 0 | 1 | 18 | 6060 | 8530 | 21 | 33.6 | 7 | 15 | 0
AMM-U-1693 | U | Rooftop | C-RAN | 3 | 3 | 0 | 3 | 3 | 3 | 0 | 0 | 1 | 18 | 6060 | 8530 | 21 | 33.6 | 7 | 15 | 0
AMM-U-1694 | U | Rooftop | C-RAN | 3 | 3 | 0 | 3 | 3 | 3 | 0 | 0 | 1 | 18 | 6060 | 8530 | 21 | 33.6 | 7 | 15 | 0
AMM-U-1695 | U | Rooftop | C-RAN | 3 | 3 | 0 | 3 | 3 | 3 | 0 | 0 | 1 | 18 | 6060 | 8530 | 21 | 33.6 | 7 | 15 | 0
AMM-U-1696 | U | Rooftop | C-RAN | 3 | 3 | 0 | 3 | 3 | 3 | 0 | 0 | 1 | 18 | 6060 | 8530 | 21 | 33.6 | 7 | 15 | 0
AMM-U-1697 | U | Rooftop | C-RAN | 3 | 3 | 0 | 3 | 3 | 3 | 0 | 0 | 1 | 18 | 6060 | 8530 | 21 | 33.6 | 7 | 15 | 0
AMM-U-1698 | U | Rooftop | C-RAN | 3 | 3 | 0 | 3 | 3 | 3 | 0 | 0 | 1 | 18 | 6060 | 8530 | 21 | 33.6 | 7 | 15 | 0
AMM-U-1699 | U | Rooftop | C-RAN | 3 | 3 | 0 | 3 | 3 | 3 | 0 | 0 | 1 | 18 | 6060 | 8530 | 21 | 33.6 | 7 | 15 | 0
AMM-U-1700 | U | Rooftop | C-RAN | 3 | 3 | 0 | 3 | 3 | 3 | 0 | 0 | 1 | 18 | 6060 | 8530 | 21 | 33.6 | 7 | 15 | 0
AMM-U-1701 | U | Rooftop | C-RAN | 3 | 3 | 0 | 3 | 3 | 3 | 0 | 0 | 1 | 18 | 6060 | 8530 | 21 | 33.6 | 7 | 15 | 0
AMM-U-1702 | U | Rooftop | C-RAN | 3 | 3 | 0 | 3 | 3 | 3 | 0 | 0 | 1 | 18 | 6060 | 8530 | 21 | 33.6 | 7 | 15 | 0
AMM-U-1703 | U | Rooftop | C-RAN | 3 | 3 | 0 | 3 | 3 | 3 | 0 | 0 | 1 | 18 | 6060 | 8530 | 21 | 33.6 | 7 | 15 | 0
AMM-U-1704 | U | Rooftop | C-RAN | 3 | 3 | 0 | 3 | 3 | 3 | 0 | 0 | 1 | 18 | 6060 | 8530 | 21 | 33.6 | 7 | 15 | 0
AMM-U-1705 | U | Monopole / greenfield | C-RAN | 3 | 3 | 0 | 3 | 3 | 3 | 0 | 0 | 1 | 18 | 6060 | 8530 | 21 | 33.6 | 7 | 15 | 0
AMM-U-1706 | U | Monopole / greenfield | C-RAN | 3 | 3 | 0 | 3 | 3 | 3 | 0 | 0 | 1 | 18 | 6060 | 8530 | 21 | 33.6 | 7 | 15 | 0
SAL-U-0022 | U | Monopole / greenfield | C-RAN | 3 | 3 | 0 | 3 | 3 | 3 | 0 | 0 | 1 | 18 | 6060 | 8530 | 21 | 33.6 | 7 | 15 | 0
SAL-U-0023 | U | Rooftop | C-RAN | 3 | 3 | 0 | 3 | 3 | 3 | 0 | 0 | 1 | 18 | 6060 | 8530 | 21 | 33.6 | 7 | 15 | 0
SAL-U-0024 | U | Rooftop | C-RAN | 3 | 3 | 0 | 3 | 3 | 3 | 0 | 0 | 1 | 18 | 6060 | 8530 | 21 | 33.6 | 7 | 15 | 0
SAL-U-0025 | U | Rooftop | C-RAN | 3 | 3 | 0 | 3 | 3 | 3 | 0 | 0 | 1 | 18 | 6060 | 8530 | 21 | 33.6 | 7 | 15 | 0
SAL-U-0026 | U | Rooftop | C-RAN | 3 | 3 | 0 | 3 | 3 | 3 | 0 | 0 | 1 | 18 | 6060 | 8530 | 21 | 33.6 | 7 | 15 | 0
SAL-U-0027 | U | Rooftop | C-RAN | 3 | 3 | 0 | 3 | 3 | 3 | 0 | 0 | 1 | 18 | 6060 | 8530 | 21 | 33.6 | 7 | 15 | 0
SAL-U-0028 | U | Rooftop | C-RAN | 3 | 3 | 0 | 3 | 3 | 3 | 0 | 0 | 1 | 18 | 6060 | 8530 | 21 | 33.6 | 7 | 15 | 0
SAL-U-0029 | U | Rooftop | C-RAN | 3 | 3 | 0 | 3 | 3 | 3 | 0 | 0 | 1 | 18 | 6060 | 8530 | 21 | 33.6 | 7 | 15 | 0
SAL-U-0030 | U | Rooftop | C-RAN | 3 | 3 | 0 | 3 | 3 | 3 | 0 | 0 | 1 | 18 | 6060 | 8530 | 21 | 33.6 | 7 | 15 | 0
SAL-U-0031 | U | Monopole / greenfield | C-RAN | 3 | 3 | 0 | 3 | 3 | 3 | 0 | 0 | 1 | 18 | 6060 | 8530 | 21 | 33.6 | 7 | 15 | 0
SAL-U-0032 | U | Monopole / greenfield | C-RAN | 3 | 3 | 0 | 3 | 3 | 3 | 0 | 0 | 1 | 18 | 6060 | 8530 | 21 | 33.6 | 7 | 15 | 0
AMM-U-1707 | U | Rooftop | D-RAN | 3 | 3 | 0 | 3 | 3 | 3 | 1 | 1 | 0 | 18 | 6470 | 9100 | 21 | 38.4 | 8 | 15 | 0
AMM-U-1708 | U | Rooftop | D-RAN | 3 | 3 | 0 | 3 | 3 | 3 | 1 | 1 | 0 | 18 | 6470 | 9100 | 21 | 38.4 | 8 | 15 | 0
AMM-U-1709 | U | Rooftop | D-RAN | 3 | 3 | 0 | 3 | 3 | 3 | 1 | 1 | 0 | 18 | 6470 | 9100 | 21 | 38.4 | 8 | 15 | 0
AMM-U-1710 | U | Rooftop | C-RAN | 3 | 3 | 0 | 3 | 3 | 3 | 0 | 0 | 1 | 18 | 6060 | 8530 | 21 | 33.6 | 7 | 15 | 0
AMM-U-1711 | U | Rooftop | C-RAN | 3 | 3 | 0 | 3 | 3 | 3 | 0 | 0 | 1 | 18 | 6060 | 8530 | 21 | 33.6 | 7 | 15 | 0
AMM-U-1712 | U | Rooftop | C-RAN | 3 | 3 | 0 | 3 | 3 | 3 | 0 | 0 | 1 | 18 | 6060 | 8530 | 21 | 33.6 | 7 | 15 | 0
AMM-U-1713 | U | Rooftop | C-RAN | 3 | 3 | 0 | 3 | 3 | 3 | 0 | 0 | 1 | 18 | 6060 | 8530 | 21 | 33.6 | 7 | 15 | 0
AMM-U-1714 | U | Rooftop | C-RAN | 3 | 3 | 0 | 3 | 3 | 3 | 0 | 0 | 1 | 18 | 6060 | 8530 | 21 | 33.6 | 7 | 15 | 0
AMM-U-1715 | U | Rooftop | C-RAN | 3 | 3 | 0 | 3 | 3 | 3 | 0 | 0 | 1 | 18 | 6060 | 8530 | 21 | 33.6 | 7 | 15 | 0
AMM-U-1716 | U | Rooftop | C-RAN | 3 | 3 | 0 | 3 | 3 | 3 | 0 | 0 | 1 | 18 | 6060 | 8530 | 21 | 33.6 | 7 | 15 | 0
AMM-U-1717 | U | Rooftop | C-RAN | 3 | 3 | 0 | 3 | 3 | 3 | 0 | 0 | 1 | 18 | 6060 | 8530 | 21 | 33.6 | 7 | 15 | 0
AMM-U-1718 | U | Rooftop | C-RAN | 3 | 3 | 0 | 3 | 3 | 3 | 0 | 0 | 1 | 18 | 6060 | 8530 | 21 | 33.6 | 7 | 15 | 0
AMM-U-1719 | U | Rooftop | C-RAN | 3 | 3 | 0 | 3 | 3 | 3 | 0 | 0 | 1 | 18 | 6060 | 8530 | 21 | 33.6 | 7 | 15 | 0
AMM-U-1720 | U | Rooftop | C-RAN | 3 | 3 | 0 | 3 | 3 | 3 | 0 | 0 | 1 | 18 | 6060 | 8530 | 21 | 33.6 | 7 | 15 | 0
AMM-U-1721 | U | Rooftop | C-RAN | 3 | 3 | 0 | 3 | 3 | 3 | 0 | 0 | 1 | 18 | 6060 | 8530 | 21 | 33.6 | 7 | 15 | 0
AMM-U-1722 | U | Monopole / greenfield | D-RAN | 3 | 3 | 0 | 3 | 3 | 3 | 1 | 1 | 0 | 18 | 6470 | 9100 | 21 | 38.4 | 8 | 15 | 0
AMM-U-1723 | U | Monopole / greenfield | D-RAN | 3 | 3 | 0 | 3 | 3 | 3 | 1 | 1 | 0 | 18 | 6470 | 9100 | 21 | 38.4 | 8 | 15 | 0
AMM-U-1724 | U | Monopole / greenfield | D-RAN | 3 | 3 | 0 | 3 | 3 | 3 | 1 | 1 | 0 | 18 | 6470 | 9100 | 21 | 38.4 | 8 | 15 | 0
AMM-U-1725 | U | Monopole / greenfield | D-RAN | 3 | 3 | 0 | 3 | 3 | 3 | 1 | 1 | 0 | 18 | 6470 | 9100 | 21 | 38.4 | 8 | 15 | 0
AMM-U-1726 | U | Rooftop | C-RAN | 3 | 3 | 0 | 3 | 3 | 3 | 0 | 0 | 1 | 18 | 6060 | 8530 | 21 | 33.6 | 7 | 15 | 0
AMM-U-1727 | U | Rooftop | C-RAN | 3 | 3 | 0 | 3 | 3 | 3 | 0 | 0 | 1 | 18 | 6060 | 8530 | 21 | 33.6 | 7 | 15 | 0
AMM-U-1728 | U | Rooftop | C-RAN | 3 | 3 | 0 | 3 | 3 | 3 | 0 | 0 | 1 | 18 | 6060 | 8530 | 21 | 33.6 | 7 | 15 | 0
AMM-U-1729 | U | Rooftop | C-RAN | 3 | 3 | 0 | 3 | 3 | 3 | 0 | 0 | 1 | 18 | 6060 | 8530 | 21 | 33.6 | 7 | 15 | 0
AMM-U-1730 | U | Rooftop | C-RAN | 3 | 3 | 0 | 3 | 3 | 3 | 0 | 0 | 1 | 18 | 6060 | 8530 | 21 | 33.6 | 7 | 15 | 0
AMM-U-1731 | U | Rooftop | C-RAN | 3 | 3 | 0 | 3 | 3 | 3 | 0 | 0 | 1 | 18 | 6060 | 8530 | 21 | 33.6 | 7 | 15 | 0
AMM-U-1732 | U | Rooftop | C-RAN | 3 | 3 | 0 | 3 | 3 | 3 | 0 | 0 | 1 | 18 | 6060 | 8530 | 21 | 33.6 | 7 | 15 | 0
AMM-U-1733 | U | Rooftop | C-RAN | 3 | 3 | 0 | 3 | 3 | 3 | 0 | 0 | 1 | 18 | 6060 | 8530 | 21 | 33.6 | 7 | 15 | 0
AMM-U-1734 | U | Rooftop | C-RAN | 3 | 3 | 0 | 3 | 3 | 3 | 0 | 0 | 1 | 18 | 6060 | 8530 | 21 | 33.6 | 7 | 15 | 0
AMM-U-1735 | U | Rooftop | C-RAN | 3 | 3 | 0 | 3 | 3 | 3 | 0 | 0 | 1 | 18 | 6060 | 8530 | 21 | 33.6 | 7 | 15 | 0
AMM-U-1736 | U | Rooftop | C-RAN | 3 | 3 | 0 | 3 | 3 | 3 | 0 | 0 | 1 | 18 | 6060 | 8530 | 21 | 33.6 | 7 | 15 | 0
AMM-U-1737 | U | Rooftop | C-RAN | 3 | 3 | 0 | 3 | 3 | 3 | 0 | 0 | 1 | 18 | 6060 | 8530 | 21 | 33.6 | 7 | 15 | 0
AMM-U-1738 | U | Rooftop | C-RAN | 3 | 3 | 0 | 3 | 3 | 3 | 0 | 0 | 1 | 18 | 6060 | 8530 | 21 | 33.6 | 7 | 15 | 0
AMM-U-1739 | U | Rooftop | C-RAN | 3 | 3 | 0 | 3 | 3 | 3 | 0 | 0 | 1 | 18 | 6060 | 8530 | 21 | 33.6 | 7 | 15 | 0
AMM-U-1740 | U | Rooftop | C-RAN | 3 | 3 | 0 | 3 | 3 | 3 | 0 | 0 | 1 | 18 | 6060 | 8530 | 21 | 33.6 | 7 | 15 | 0
AMM-U-1741 | U | Rooftop | C-RAN | 3 | 3 | 0 | 3 | 3 | 3 | 0 | 0 | 1 | 18 | 6060 | 8530 | 21 | 33.6 | 7 | 15 | 0
AMM-U-1742 | U | Rooftop | C-RAN | 3 | 3 | 0 | 3 | 3 | 3 | 0 | 0 | 1 | 18 | 6060 | 8530 | 21 | 33.6 | 7 | 15 | 0
AMM-U-1743 | U | Rooftop | C-RAN | 3 | 3 | 0 | 3 | 3 | 3 | 0 | 0 | 1 | 18 | 6060 | 8530 | 21 | 33.6 | 7 | 15 | 0
AMM-U-1744 | U | Rooftop | C-RAN | 3 | 3 | 0 | 3 | 3 | 3 | 0 | 0 | 1 | 18 | 6060 | 8530 | 21 | 33.6 | 7 | 15 | 0
AMM-U-1745 | U | Rooftop | C-RAN | 3 | 3 | 0 | 3 | 3 | 3 | 0 | 0 | 1 | 18 | 6060 | 8530 | 21 | 33.6 | 7 | 15 | 0
AMM-U-1746 | U | Rooftop | C-RAN | 3 | 3 | 0 | 3 | 3 | 3 | 0 | 0 | 1 | 18 | 6060 | 8530 | 21 | 33.6 | 7 | 15 | 0
AMM-U-1747 | U | Monopole / greenfield | C-RAN | 3 | 3 | 0 | 3 | 3 | 3 | 0 | 0 | 1 | 18 | 6060 | 8530 | 21 | 33.6 | 7 | 15 | 0
SAL-U-0033 | U | Rooftop | C-RAN | 3 | 3 | 0 | 3 | 3 | 3 | 0 | 0 | 1 | 18 | 6060 | 8530 | 21 | 33.6 | 7 | 15 | 0
SAL-U-0034 | U | Rooftop | C-RAN | 3 | 3 | 0 | 3 | 3 | 3 | 0 | 0 | 1 | 18 | 6060 | 8530 | 21 | 33.6 | 7 | 15 | 0
SAL-U-0035 | U | Rooftop | C-RAN | 3 | 3 | 0 | 3 | 3 | 3 | 0 | 0 | 1 | 18 | 6060 | 8530 | 21 | 33.6 | 7 | 15 | 0
SAL-U-0036 | U | Rooftop | C-RAN | 3 | 3 | 0 | 3 | 3 | 3 | 0 | 0 | 1 | 18 | 6060 | 8530 | 21 | 33.6 | 7 | 15 | 0
SAL-U-0037 | U | Rooftop | C-RAN | 3 | 3 | 0 | 3 | 3 | 3 | 0 | 0 | 1 | 18 | 6060 | 8530 | 21 | 33.6 | 7 | 15 | 0
SAL-U-0038 | U | Rooftop | C-RAN | 3 | 3 | 0 | 3 | 3 | 3 | 0 | 0 | 1 | 18 | 6060 | 8530 | 21 | 33.6 | 7 | 15 | 0
SAL-U-0039 | U | Rooftop | C-RAN | 3 | 3 | 0 | 3 | 3 | 3 | 0 | 0 | 1 | 18 | 6060 | 8530 | 21 | 33.6 | 7 | 15 | 0
SAL-U-0040 | U | Rooftop | C-RAN | 3 | 3 | 0 | 3 | 3 | 3 | 0 | 0 | 1 | 18 | 6060 | 8530 | 21 | 33.6 | 7 | 15 | 0
SAL-U-0041 | U | Monopole / greenfield | C-RAN | 3 | 3 | 0 | 3 | 3 | 3 | 0 | 0 | 1 | 18 | 6060 | 8530 | 21 | 33.6 | 7 | 15 | 0
SAL-U-0042 | U | Monopole / greenfield | C-RAN | 3 | 3 | 0 | 3 | 3 | 3 | 0 | 0 | 1 | 18 | 6060 | 8530 | 21 | 33.6 | 7 | 15 | 0
AMM-U-1748 | U | Rooftop | D-RAN | 3 | 3 | 0 | 3 | 3 | 3 | 1 | 1 | 0 | 18 | 6470 | 9100 | 21 | 38.4 | 8 | 15 | 0
AMM-U-1749 | U | Rooftop | D-RAN | 3 | 3 | 0 | 3 | 3 | 3 | 1 | 1 | 0 | 18 | 6470 | 9100 | 21 | 38.4 | 8 | 15 | 0
AMM-U-1750 | U | Rooftop | D-RAN | 3 | 3 | 0 | 3 | 3 | 3 | 1 | 1 | 0 | 18 | 6470 | 9100 | 21 | 38.4 | 8 | 15 | 0
AMM-U-1751 | U | Rooftop | C-RAN | 3 | 3 | 0 | 3 | 3 | 3 | 0 | 0 | 1 | 18 | 6060 | 8530 | 21 | 33.6 | 7 | 15 | 0
AMM-U-1752 | U | Rooftop | C-RAN | 3 | 3 | 0 | 3 | 3 | 3 | 0 | 0 | 1 | 18 | 6060 | 8530 | 21 | 33.6 | 7 | 15 | 0
AMM-U-1753 | U | Monopole / greenfield | C-RAN | 3 | 3 | 0 | 3 | 3 | 3 | 0 | 0 | 1 | 18 | 6060 | 8530 | 21 | 33.6 | 7 | 15 | 0
AMM-U-1754 | U | Rooftop | C-RAN | 3 | 3 | 0 | 3 | 3 | 3 | 0 | 0 | 1 | 18 | 6060 | 8530 | 21 | 33.6 | 7 | 15 | 0
AMM-U-1755 | U | Rooftop | C-RAN | 3 | 3 | 0 | 3 | 3 | 3 | 0 | 0 | 1 | 18 | 6060 | 8530 | 21 | 33.6 | 7 | 15 | 0
AMM-U-1756 | U | Rooftop | C-RAN | 3 | 3 | 0 | 3 | 3 | 3 | 0 | 0 | 1 | 18 | 6060 | 8530 | 21 | 33.6 | 7 | 15 | 0
AMM-U-1757 | U | Rooftop | C-RAN | 3 | 3 | 0 | 3 | 3 | 3 | 0 | 0 | 1 | 18 | 6060 | 8530 | 21 | 33.6 | 7 | 15 | 0
AMM-U-1758 | U | Monopole / greenfield | C-RAN | 3 | 3 | 0 | 3 | 3 | 3 | 0 | 0 | 1 | 18 | 6060 | 8530 | 21 | 33.6 | 7 | 15 | 0
AMM-U-1759 | U | Rooftop | C-RAN | 3 | 3 | 0 | 3 | 3 | 3 | 0 | 0 | 1 | 18 | 6060 | 8530 | 21 | 33.6 | 7 | 15 | 0
AMM-U-1760 | U | Rooftop | C-RAN | 3 | 3 | 0 | 3 | 3 | 3 | 0 | 0 | 1 | 18 | 6060 | 8530 | 21 | 33.6 | 7 | 15 | 0
AMM-U-1761 | U | Monopole / greenfield | C-RAN | 3 | 3 | 0 | 3 | 3 | 3 | 0 | 0 | 1 | 18 | 6060 | 8530 | 21 | 33.6 | 7 | 15 | 0
AMM-U-1762 | U | Monopole / greenfield | D-RAN | 3 | 3 | 0 | 3 | 3 | 3 | 1 | 1 | 0 | 18 | 6470 | 9100 | 21 | 38.4 | 8 | 15 | 0
AMM-U-1763 | U | Monopole / greenfield | D-RAN | 3 | 3 | 0 | 3 | 3 | 3 | 1 | 1 | 0 | 18 | 6470 | 9100 | 21 | 38.4 | 8 | 15 | 0
AMM-U-1764 | U | Monopole / greenfield | D-RAN | 3 | 3 | 0 | 3 | 3 | 3 | 1 | 1 | 0 | 18 | 6470 | 9100 | 21 | 38.4 | 8 | 15 | 0
AMM-U-1765 | U | Monopole / greenfield | D-RAN | 3 | 3 | 0 | 3 | 3 | 3 | 1 | 1 | 0 | 18 | 6470 | 9100 | 21 | 38.4 | 8 | 15 | 0
AMM-U-1766 | U | Monopole / greenfield | D-RAN | 3 | 3 | 0 | 3 | 3 | 3 | 1 | 1 | 0 | 18 | 6470 | 9100 | 21 | 38.4 | 8 | 15 | 0
AMM-U-1767 | U | Rooftop | C-RAN | 3 | 3 | 0 | 3 | 3 | 3 | 0 | 0 | 1 | 18 | 6060 | 8530 | 21 | 33.6 | 7 | 15 | 0
AMM-U-1768 | U | Rooftop | C-RAN | 3 | 3 | 0 | 3 | 3 | 3 | 0 | 0 | 1 | 18 | 6060 | 8530 | 21 | 33.6 | 7 | 15 | 0
AMM-U-1769 | U | Rooftop | C-RAN | 3 | 3 | 0 | 3 | 3 | 3 | 0 | 0 | 1 | 18 | 6060 | 8530 | 21 | 33.6 | 7 | 15 | 0
AMM-U-1770 | U | Rooftop | C-RAN | 3 | 3 | 0 | 3 | 3 | 3 | 0 | 0 | 1 | 18 | 6060 | 8530 | 21 | 33.6 | 7 | 15 | 0
AMM-U-1771 | U | Rooftop | C-RAN | 3 | 3 | 0 | 3 | 3 | 3 | 0 | 0 | 1 | 18 | 6060 | 8530 | 21 | 33.6 | 7 | 15 | 0
AMM-U-1772 | U | Rooftop | C-RAN | 3 | 3 | 0 | 3 | 3 | 3 | 0 | 0 | 1 | 18 | 6060 | 8530 | 21 | 33.6 | 7 | 15 | 0
AMM-U-1773 | U | Rooftop | C-RAN | 3 | 3 | 0 | 3 | 3 | 3 | 0 | 0 | 1 | 18 | 6060 | 8530 | 21 | 33.6 | 7 | 15 | 0
AMM-U-1774 | U | Rooftop | C-RAN | 3 | 3 | 0 | 3 | 3 | 3 | 0 | 0 | 1 | 18 | 6060 | 8530 | 21 | 33.6 | 7 | 15 | 0
AMM-U-1775 | U | Rooftop | C-RAN | 3 | 3 | 0 | 3 | 3 | 3 | 0 | 0 | 1 | 18 | 6060 | 8530 | 21 | 33.6 | 7 | 15 | 0
AMM-U-1776 | U | Rooftop | C-RAN | 3 | 3 | 0 | 3 | 3 | 3 | 0 | 0 | 1 | 18 | 6060 | 8530 | 21 | 33.6 | 7 | 15 | 0
AMM-U-1777 | U | Rooftop | C-RAN | 3 | 3 | 0 | 3 | 3 | 3 | 0 | 0 | 1 | 18 | 6060 | 8530 | 21 | 33.6 | 7 | 15 | 0
AMM-U-1778 | U | Rooftop | C-RAN | 3 | 3 | 0 | 3 | 3 | 3 | 0 | 0 | 1 | 18 | 6060 | 8530 | 21 | 33.6 | 7 | 15 | 0
AMM-U-1779 | U | Rooftop | C-RAN | 3 | 3 | 0 | 3 | 3 | 3 | 0 | 0 | 1 | 18 | 6060 | 8530 | 21 | 33.6 | 7 | 15 | 0
AMM-U-1780 | U | Rooftop | C-RAN | 3 | 3 | 0 | 3 | 3 | 3 | 0 | 0 | 1 | 18 | 6060 | 8530 | 21 | 33.6 | 7 | 15 | 0
AMM-U-1781 | U | Rooftop | C-RAN | 3 | 3 | 0 | 3 | 3 | 3 | 0 | 0 | 1 | 18 | 6060 | 8530 | 21 | 33.6 | 7 | 15 | 0
AMM-U-1782 | U | Rooftop | C-RAN | 3 | 3 | 0 | 3 | 3 | 3 | 0 | 0 | 1 | 18 | 6060 | 8530 | 21 | 33.6 | 7 | 15 | 0
AMM-U-1783 | U | Monopole / greenfield | C-RAN | 3 | 3 | 0 | 3 | 3 | 3 | 0 | 0 | 1 | 18 | 6060 | 8530 | 21 | 33.6 | 7 | 15 | 0
AMM-U-1784 | U | Monopole / greenfield | D-RAN | 3 | 3 | 0 | 3 | 3 | 3 | 1 | 1 | 0 | 18 | 6470 | 9100 | 21 | 38.4 | 8 | 15 | 0
AMM-U-1785 | U | Monopole / greenfield | D-RAN | 3 | 3 | 0 | 3 | 3 | 3 | 1 | 1 | 0 | 18 | 6470 | 9100 | 21 | 38.4 | 8 | 15 | 0
SAL-U-0043 | U | Rooftop | C-RAN | 3 | 3 | 0 | 3 | 3 | 3 | 0 | 0 | 1 | 18 | 6060 | 8530 | 21 | 33.6 | 7 | 15 | 0
SAL-U-0044 | U | Rooftop | C-RAN | 3 | 3 | 0 | 3 | 3 | 3 | 0 | 0 | 1 | 18 | 6060 | 8530 | 21 | 33.6 | 7 | 15 | 0
SAL-U-0045 | U | Rooftop | C-RAN | 3 | 3 | 0 | 3 | 3 | 3 | 0 | 0 | 1 | 18 | 6060 | 8530 | 21 | 33.6 | 7 | 15 | 0
SAL-U-0046 | U | Rooftop | C-RAN | 3 | 3 | 0 | 3 | 3 | 3 | 0 | 0 | 1 | 18 | 6060 | 8530 | 21 | 33.6 | 7 | 15 | 0
SAL-U-0047 | U | Rooftop | C-RAN | 3 | 3 | 0 | 3 | 3 | 3 | 0 | 0 | 1 | 18 | 6060 | 8530 | 21 | 33.6 | 7 | 15 | 0
SAL-U-0048 | U | Rooftop | C-RAN | 3 | 3 | 0 | 3 | 3 | 3 | 0 | 0 | 1 | 18 | 6060 | 8530 | 21 | 33.6 | 7 | 15 | 0
SAL-U-0049 | U | Rooftop | C-RAN | 3 | 3 | 0 | 3 | 3 | 3 | 0 | 0 | 1 | 18 | 6060 | 8530 | 21 | 33.6 | 7 | 15 | 0
SAL-U-0050 | U | Rooftop | C-RAN | 3 | 3 | 0 | 3 | 3 | 3 | 0 | 0 | 1 | 18 | 6060 | 8530 | 21 | 33.6 | 7 | 15 | 0
SAL-U-0051 | U | Rooftop | C-RAN | 3 | 3 | 0 | 3 | 3 | 3 | 0 | 0 | 1 | 18 | 6060 | 8530 | 21 | 33.6 | 7 | 15 | 0
SAL-U-0052 | U | Monopole / greenfield | C-RAN | 3 | 3 | 0 | 3 | 3 | 3 | 0 | 0 | 1 | 18 | 6060 | 8530 | 21 | 33.6 | 7 | 15 | 0
SAL-U-0053 | U | Monopole / greenfield | C-RAN | 3 | 3 | 0 | 3 | 3 | 3 | 0 | 0 | 1 | 18 | 6060 | 8530 | 21 | 33.6 | 7 | 15 | 0
AMM-U-1786 | U | Rooftop | D-RAN | 3 | 3 | 0 | 3 | 3 | 3 | 1 | 1 | 0 | 18 | 6470 | 9100 | 21 | 38.4 | 8 | 15 | 0
AMM-U-1787 | U | Rooftop | D-RAN | 3 | 3 | 0 | 3 | 3 | 3 | 1 | 1 | 0 | 18 | 6470 | 9100 | 21 | 38.4 | 8 | 15 | 0
AMM-U-1788 | U | Rooftop | D-RAN | 3 | 3 | 0 | 3 | 3 | 3 | 1 | 1 | 0 | 18 | 6470 | 9100 | 21 | 38.4 | 8 | 15 | 0
AMM-U-1789 | U | Monopole / greenfield | C-RAN | 3 | 3 | 0 | 3 | 3 | 3 | 0 | 0 | 1 | 18 | 6060 | 8530 | 21 | 33.6 | 7 | 15 | 0
AMM-U-1790 | U | Monopole / greenfield | C-RAN | 3 | 3 | 0 | 3 | 3 | 3 | 0 | 0 | 1 | 18 | 6060 | 8530 | 21 | 33.6 | 7 | 15 | 0
AMM-U-1791 | U | Monopole / greenfield | C-RAN | 3 | 3 | 0 | 3 | 3 | 3 | 0 | 0 | 1 | 18 | 6060 | 8530 | 21 | 33.6 | 7 | 15 | 0
AMM-U-1792 | U | Monopole / greenfield | C-RAN | 3 | 3 | 0 | 3 | 3 | 3 | 0 | 0 | 1 | 18 | 6060 | 8530 | 21 | 33.6 | 7 | 15 | 0
AMM-U-1793 | U | Monopole / greenfield | C-RAN | 3 | 3 | 0 | 3 | 3 | 3 | 0 | 0 | 1 | 18 | 6060 | 8530 | 21 | 33.6 | 7 | 15 | 0
AMM-U-1794 | U | Rooftop | C-RAN | 3 | 3 | 0 | 3 | 3 | 3 | 0 | 0 | 1 | 18 | 6060 | 8530 | 21 | 33.6 | 7 | 15 | 0
AMM-U-1795 | U | Monopole / greenfield | C-RAN | 3 | 3 | 0 | 3 | 3 | 3 | 0 | 0 | 1 | 18 | 6060 | 8530 | 21 | 33.6 | 7 | 15 | 0
AMM-U-1796 | U | Rooftop | C-RAN | 3 | 3 | 0 | 3 | 3 | 3 | 0 | 0 | 1 | 18 | 6060 | 8530 | 21 | 33.6 | 7 | 15 | 0
AMM-U-1797 | U | Rooftop | C-RAN | 3 | 3 | 0 | 3 | 3 | 3 | 0 | 0 | 1 | 18 | 6060 | 8530 | 21 | 33.6 | 7 | 15 | 0
AMM-U-1798 | U | Monopole / greenfield | C-RAN | 3 | 3 | 0 | 3 | 3 | 3 | 0 | 0 | 1 | 18 | 6060 | 8530 | 21 | 33.6 | 7 | 15 | 0
AMM-U-1799 | U | Rooftop | D-RAN | 3 | 3 | 0 | 3 | 3 | 3 | 1 | 1 | 0 | 18 | 6470 | 9100 | 21 | 38.4 | 8 | 15 | 0
AMM-U-1800 | U | Monopole / greenfield | D-RAN | 3 | 3 | 0 | 3 | 3 | 3 | 1 | 1 | 0 | 18 | 6470 | 9100 | 21 | 38.4 | 8 | 15 | 0
AMM-U-1801 | U | Monopole / greenfield | D-RAN | 3 | 3 | 0 | 3 | 3 | 3 | 1 | 1 | 0 | 18 | 6470 | 9100 | 21 | 38.4 | 8 | 15 | 0
AMM-U-1802 | U | Rooftop | C-RAN | 3 | 3 | 0 | 3 | 3 | 3 | 0 | 0 | 1 | 18 | 6060 | 8530 | 21 | 33.6 | 7 | 15 | 0
AMM-U-1803 | U | Rooftop | C-RAN | 3 | 3 | 0 | 3 | 3 | 3 | 0 | 0 | 1 | 18 | 6060 | 8530 | 21 | 33.6 | 7 | 15 | 0
AMM-U-1804 | U | Rooftop | C-RAN | 3 | 3 | 0 | 3 | 3 | 3 | 0 | 0 | 1 | 18 | 6060 | 8530 | 21 | 33.6 | 7 | 15 | 0
AMM-U-1805 | U | Rooftop | C-RAN | 3 | 3 | 0 | 3 | 3 | 3 | 0 | 0 | 1 | 18 | 6060 | 8530 | 21 | 33.6 | 7 | 15 | 0
AMM-U-1806 | U | Rooftop | C-RAN | 3 | 3 | 0 | 3 | 3 | 3 | 0 | 0 | 1 | 18 | 6060 | 8530 | 21 | 33.6 | 7 | 15 | 0
AMM-U-1807 | U | Rooftop | C-RAN | 3 | 3 | 0 | 3 | 3 | 3 | 0 | 0 | 1 | 18 | 6060 | 8530 | 21 | 33.6 | 7 | 15 | 0
AMM-U-1808 | U | Rooftop | C-RAN | 3 | 3 | 0 | 3 | 3 | 3 | 0 | 0 | 1 | 18 | 6060 | 8530 | 21 | 33.6 | 7 | 15 | 0
AMM-U-1809 | U | Rooftop | C-RAN | 3 | 3 | 0 | 3 | 3 | 3 | 0 | 0 | 1 | 18 | 6060 | 8530 | 21 | 33.6 | 7 | 15 | 0
AMM-U-1810 | U | Rooftop | C-RAN | 3 | 3 | 0 | 3 | 3 | 3 | 0 | 0 | 1 | 18 | 6060 | 8530 | 21 | 33.6 | 7 | 15 | 0
AMM-U-1811 | U | Rooftop | C-RAN | 3 | 3 | 0 | 3 | 3 | 3 | 0 | 0 | 1 | 18 | 6060 | 8530 | 21 | 33.6 | 7 | 15 | 0
AMM-U-1812 | U | Rooftop | C-RAN | 3 | 3 | 0 | 3 | 3 | 3 | 0 | 0 | 1 | 18 | 6060 | 8530 | 21 | 33.6 | 7 | 15 | 0
AMM-U-1813 | U | Monopole / greenfield | C-RAN | 3 | 3 | 0 | 3 | 3 | 3 | 0 | 0 | 1 | 18 | 6060 | 8530 | 21 | 33.6 | 7 | 15 | 0
AMM-U-1814 | U | Monopole / greenfield | D-RAN | 3 | 3 | 0 | 3 | 3 | 3 | 1 | 1 | 0 | 18 | 6470 | 9100 | 21 | 38.4 | 8 | 15 | 0
AMM-U-1815 | U | Monopole / greenfield | D-RAN | 3 | 3 | 0 | 3 | 3 | 3 | 1 | 1 | 0 | 18 | 6470 | 9100 | 21 | 38.4 | 8 | 15 | 0
SAL-U-0054 | U | Rooftop | C-RAN | 3 | 3 | 0 | 3 | 3 | 3 | 0 | 0 | 1 | 18 | 6060 | 8530 | 21 | 33.6 | 7 | 15 | 0
SAL-U-0055 | U | Rooftop | C-RAN | 3 | 3 | 0 | 3 | 3 | 3 | 0 | 0 | 1 | 18 | 6060 | 8530 | 21 | 33.6 | 7 | 15 | 0
SAL-U-0056 | U | Rooftop | C-RAN | 3 | 3 | 0 | 3 | 3 | 3 | 0 | 0 | 1 | 18 | 6060 | 8530 | 21 | 33.6 | 7 | 15 | 0
SAL-U-0057 | U | Rooftop | C-RAN | 3 | 3 | 0 | 3 | 3 | 3 | 0 | 0 | 1 | 18 | 6060 | 8530 | 21 | 33.6 | 7 | 15 | 0
SAL-U-0058 | U | Rooftop | C-RAN | 3 | 3 | 0 | 3 | 3 | 3 | 0 | 0 | 1 | 18 | 6060 | 8530 | 21 | 33.6 | 7 | 15 | 0
SAL-U-0059 | U | Rooftop | C-RAN | 3 | 3 | 0 | 3 | 3 | 3 | 0 | 0 | 1 | 18 | 6060 | 8530 | 21 | 33.6 | 7 | 15 | 0
SAL-U-0060 | U | Rooftop | C-RAN | 3 | 3 | 0 | 3 | 3 | 3 | 0 | 0 | 1 | 18 | 6060 | 8530 | 21 | 33.6 | 7 | 15 | 0
SAL-U-0061 | U | Rooftop | C-RAN | 3 | 3 | 0 | 3 | 3 | 3 | 0 | 0 | 1 | 18 | 6060 | 8530 | 21 | 33.6 | 7 | 15 | 0
SAL-U-0062 | U | Monopole / greenfield | C-RAN | 3 | 3 | 0 | 3 | 3 | 3 | 0 | 0 | 1 | 18 | 6060 | 8530 | 21 | 33.6 | 7 | 15 | 0
SAL-U-0063 | U | Monopole / greenfield | C-RAN | 3 | 3 | 0 | 3 | 3 | 3 | 0 | 0 | 1 | 18 | 6060 | 8530 | 21 | 33.6 | 7 | 15 | 0
AMM-U-1816 | U | Monopole / greenfield | C-RAN | 3 | 3 | 0 | 3 | 3 | 3 | 0 | 0 | 1 | 18 | 6060 | 8530 | 21 | 33.6 | 7 | 15 | 0
AMM-U-1817 | U | Monopole / greenfield | C-RAN | 3 | 3 | 0 | 3 | 3 | 3 | 0 | 0 | 1 | 18 | 6060 | 8530 | 21 | 33.6 | 7 | 15 | 0
AMM-U-1818 | U | Monopole / greenfield | C-RAN | 3 | 3 | 0 | 3 | 3 | 3 | 0 | 0 | 1 | 18 | 6060 | 8530 | 21 | 33.6 | 7 | 15 | 0
AMM-U-1819 | U | Monopole / greenfield | C-RAN | 3 | 3 | 0 | 3 | 3 | 3 | 0 | 0 | 1 | 18 | 6060 | 8530 | 21 | 33.6 | 7 | 15 | 0
AMM-U-1820 | U | Monopole / greenfield | C-RAN | 3 | 3 | 0 | 3 | 3 | 3 | 0 | 0 | 1 | 18 | 6060 | 8530 | 21 | 33.6 | 7 | 15 | 0
AMM-U-1821 | U | Monopole / greenfield | C-RAN | 3 | 3 | 0 | 3 | 3 | 3 | 0 | 0 | 1 | 18 | 6060 | 8530 | 21 | 33.6 | 7 | 15 | 0
AMM-U-1822 | U | Rooftop | C-RAN | 3 | 3 | 0 | 3 | 3 | 3 | 0 | 0 | 1 | 18 | 6060 | 8530 | 21 | 33.6 | 7 | 15 | 0
AMM-U-1823 | U | Rooftop | C-RAN | 3 | 3 | 0 | 3 | 3 | 3 | 0 | 0 | 1 | 18 | 6060 | 8530 | 21 | 33.6 | 7 | 15 | 0
AMM-U-1824 | U | Rooftop | C-RAN | 3 | 3 | 0 | 3 | 3 | 3 | 0 | 0 | 1 | 18 | 6060 | 8530 | 21 | 33.6 | 7 | 15 | 0
AMM-U-1825 | U | Rooftop | D-RAN | 3 | 3 | 0 | 3 | 3 | 3 | 1 | 1 | 0 | 18 | 6470 | 9100 | 21 | 38.4 | 8 | 15 | 0
AMM-U-1826 | U | Rooftop | D-RAN | 3 | 3 | 0 | 3 | 3 | 3 | 1 | 1 | 0 | 18 | 6470 | 9100 | 21 | 38.4 | 8 | 15 | 0
AMM-U-1827 | U | Rooftop | C-RAN | 3 | 3 | 0 | 3 | 3 | 3 | 0 | 0 | 1 | 18 | 6060 | 8530 | 21 | 33.6 | 7 | 15 | 0
AMM-U-1828 | U | Rooftop | C-RAN | 3 | 3 | 0 | 3 | 3 | 3 | 0 | 0 | 1 | 18 | 6060 | 8530 | 21 | 33.6 | 7 | 15 | 0
AMM-U-1829 | U | Rooftop | C-RAN | 3 | 3 | 0 | 3 | 3 | 3 | 0 | 0 | 1 | 18 | 6060 | 8530 | 21 | 33.6 | 7 | 15 | 0
AMM-U-1830 | U | Rooftop | C-RAN | 3 | 3 | 0 | 3 | 3 | 3 | 0 | 0 | 1 | 18 | 6060 | 8530 | 21 | 33.6 | 7 | 15 | 0
AMM-U-1831 | U | Rooftop | C-RAN | 3 | 3 | 0 | 3 | 3 | 3 | 0 | 0 | 1 | 18 | 6060 | 8530 | 21 | 33.6 | 7 | 15 | 0
AMM-U-1832 | U | Rooftop | C-RAN | 3 | 3 | 0 | 3 | 3 | 3 | 0 | 0 | 1 | 18 | 6060 | 8530 | 21 | 33.6 | 7 | 15 | 0
AMM-U-1833 | U | Rooftop | C-RAN | 3 | 3 | 0 | 3 | 3 | 3 | 0 | 0 | 1 | 18 | 6060 | 8530 | 21 | 33.6 | 7 | 15 | 0
AMM-U-1834 | U | Rooftop | C-RAN | 3 | 3 | 0 | 3 | 3 | 3 | 0 | 0 | 1 | 18 | 6060 | 8530 | 21 | 33.6 | 7 | 15 | 0
AMM-U-1835 | U | Rooftop | C-RAN | 3 | 3 | 0 | 3 | 3 | 3 | 0 | 0 | 1 | 18 | 6060 | 8530 | 21 | 33.6 | 7 | 15 | 0
AMM-U-1836 | U | Rooftop | C-RAN | 3 | 3 | 0 | 3 | 3 | 3 | 0 | 0 | 1 | 18 | 6060 | 8530 | 21 | 33.6 | 7 | 15 | 0
AMM-U-1837 | U | Rooftop | C-RAN | 3 | 3 | 0 | 3 | 3 | 3 | 0 | 0 | 1 | 18 | 6060 | 8530 | 21 | 33.6 | 7 | 15 | 0
AMM-U-1838 | U | Monopole / greenfield | C-RAN | 3 | 3 | 0 | 3 | 3 | 3 | 0 | 0 | 1 | 18 | 6060 | 8530 | 21 | 33.6 | 7 | 15 | 0
AMM-U-1839 | U | Monopole / greenfield | C-RAN | 3 | 3 | 0 | 3 | 3 | 3 | 0 | 0 | 1 | 18 | 6060 | 8530 | 21 | 33.6 | 7 | 15 | 0
AMM-U-1840 | U | Monopole / greenfield | D-RAN | 3 | 3 | 0 | 3 | 3 | 3 | 1 | 1 | 0 | 18 | 6470 | 9100 | 21 | 38.4 | 8 | 15 | 0
AMM-U-1841 | U | Monopole / greenfield | D-RAN | 3 | 3 | 0 | 3 | 3 | 3 | 1 | 1 | 0 | 18 | 6470 | 9100 | 21 | 38.4 | 8 | 15 | 0
SAL-U-0064 | U | Monopole / greenfield | C-RAN | 3 | 3 | 0 | 3 | 3 | 3 | 0 | 0 | 1 | 18 | 6060 | 8530 | 21 | 33.6 | 7 | 15 | 0
SAL-U-0065 | U | Rooftop | C-RAN | 3 | 3 | 0 | 3 | 3 | 3 | 0 | 0 | 1 | 18 | 6060 | 8530 | 21 | 33.6 | 7 | 15 | 0
SAL-U-0066 | U | Rooftop | C-RAN | 3 | 3 | 0 | 3 | 3 | 3 | 0 | 0 | 1 | 18 | 6060 | 8530 | 21 | 33.6 | 7 | 15 | 0
SAL-U-0067 | U | Rooftop | C-RAN | 3 | 3 | 0 | 3 | 3 | 3 | 0 | 0 | 1 | 18 | 6060 | 8530 | 21 | 33.6 | 7 | 15 | 0
SAL-U-0068 | U | Rooftop | C-RAN | 3 | 3 | 0 | 3 | 3 | 3 | 0 | 0 | 1 | 18 | 6060 | 8530 | 21 | 33.6 | 7 | 15 | 0
SAL-U-0069 | U | Rooftop | C-RAN | 3 | 3 | 0 | 3 | 3 | 3 | 0 | 0 | 1 | 18 | 6060 | 8530 | 21 | 33.6 | 7 | 15 | 0
SAL-U-0070 | U | Rooftop | C-RAN | 3 | 3 | 0 | 3 | 3 | 3 | 0 | 0 | 1 | 18 | 6060 | 8530 | 21 | 33.6 | 7 | 15 | 0
SAL-U-0071 | U | Monopole / greenfield | C-RAN | 3 | 3 | 0 | 3 | 3 | 3 | 0 | 0 | 1 | 18 | 6060 | 8530 | 21 | 33.6 | 7 | 15 | 0
SAL-U-0072 | U | Monopole / greenfield | C-RAN | 3 | 3 | 0 | 3 | 3 | 3 | 0 | 0 | 1 | 18 | 6060 | 8530 | 21 | 33.6 | 7 | 15 | 0
AMM-U-1842 | U | Rooftop | D-RAN | 3 | 3 | 0 | 3 | 3 | 3 | 1 | 1 | 0 | 18 | 6470 | 9100 | 21 | 38.4 | 8 | 15 | 0
AMM-U-1843 | U | Rooftop | D-RAN | 3 | 3 | 0 | 3 | 3 | 3 | 1 | 1 | 0 | 18 | 6470 | 9100 | 21 | 38.4 | 8 | 15 | 0
AMM-U-1844 | U | Rooftop | C-RAN | 3 | 3 | 0 | 3 | 3 | 3 | 0 | 0 | 1 | 18 | 6060 | 8530 | 21 | 33.6 | 7 | 15 | 0
AMM-U-1845 | U | Rooftop | C-RAN | 3 | 3 | 0 | 3 | 3 | 3 | 0 | 0 | 1 | 18 | 6060 | 8530 | 21 | 33.6 | 7 | 15 | 0
AMM-U-1846 | U | Rooftop | C-RAN | 3 | 3 | 0 | 3 | 3 | 3 | 0 | 0 | 1 | 18 | 6060 | 8530 | 21 | 33.6 | 7 | 15 | 0
AMM-U-1847 | U | Rooftop | C-RAN | 3 | 3 | 0 | 3 | 3 | 3 | 0 | 0 | 1 | 18 | 6060 | 8530 | 21 | 33.6 | 7 | 15 | 0
AMM-U-1848 | U | Rooftop | C-RAN | 3 | 3 | 0 | 3 | 3 | 3 | 0 | 0 | 1 | 18 | 6060 | 8530 | 21 | 33.6 | 7 | 15 | 0
AMM-U-1849 | U | Rooftop | C-RAN | 3 | 3 | 0 | 3 | 3 | 3 | 0 | 0 | 1 | 18 | 6060 | 8530 | 21 | 33.6 | 7 | 15 | 0
AMM-U-1850 | U | Rooftop | C-RAN | 3 | 3 | 0 | 3 | 3 | 3 | 0 | 0 | 1 | 18 | 6060 | 8530 | 21 | 33.6 | 7 | 15 | 0
AMM-U-1851 | U | Rooftop | C-RAN | 3 | 3 | 0 | 3 | 3 | 3 | 0 | 0 | 1 | 18 | 6060 | 8530 | 21 | 33.6 | 7 | 15 | 0
AMM-U-1852 | U | Rooftop | C-RAN | 3 | 3 | 0 | 3 | 3 | 3 | 0 | 0 | 1 | 18 | 6060 | 8530 | 21 | 33.6 | 7 | 15 | 0
AMM-U-1853 | U | Rooftop | C-RAN | 3 | 3 | 0 | 3 | 3 | 3 | 0 | 0 | 1 | 18 | 6060 | 8530 | 21 | 33.6 | 7 | 15 | 0
AMM-U-1854 | U | Rooftop | C-RAN | 3 | 3 | 0 | 3 | 3 | 3 | 0 | 0 | 1 | 18 | 6060 | 8530 | 21 | 33.6 | 7 | 15 | 0
AMM-U-1855 | U | Monopole / greenfield | C-RAN | 3 | 3 | 0 | 3 | 3 | 3 | 0 | 0 | 1 | 18 | 6060 | 8530 | 21 | 33.6 | 7 | 15 | 0
AMM-U-1856 | U | Monopole / greenfield | C-RAN | 3 | 3 | 0 | 3 | 3 | 3 | 0 | 0 | 1 | 18 | 6060 | 8530 | 21 | 33.6 | 7 | 15 | 0
AMM-U-1857 | U | Monopole / greenfield | D-RAN | 3 | 3 | 0 | 3 | 3 | 3 | 1 | 1 | 0 | 18 | 6470 | 9100 | 21 | 38.4 | 8 | 15 | 0
AMM-U-1858 | U | Monopole / greenfield | D-RAN | 3 | 3 | 0 | 3 | 3 | 3 | 1 | 1 | 0 | 18 | 6470 | 9100 | 21 | 38.4 | 8 | 15 | 0
AMM-U-1859 | U | Monopole / greenfield | D-RAN | 3 | 3 | 0 | 3 | 3 | 3 | 1 | 1 | 0 | 18 | 6470 | 9100 | 21 | 38.4 | 8 | 15 | 0
SAL-U-0073 | U | Rooftop | C-RAN | 3 | 3 | 0 | 3 | 3 | 3 | 0 | 0 | 1 | 18 | 6060 | 8530 | 21 | 33.6 | 7 | 15 | 0
SAL-U-0074 | U | Rooftop | C-RAN | 3 | 3 | 0 | 3 | 3 | 3 | 0 | 0 | 1 | 18 | 6060 | 8530 | 21 | 33.6 | 7 | 15 | 0
SAL-U-0075 | U | Rooftop | C-RAN | 3 | 3 | 0 | 3 | 3 | 3 | 0 | 0 | 1 | 18 | 6060 | 8530 | 21 | 33.6 | 7 | 15 | 0
SAL-U-0076 | U | Rooftop | C-RAN | 3 | 3 | 0 | 3 | 3 | 3 | 0 | 0 | 1 | 18 | 6060 | 8530 | 21 | 33.6 | 7 | 15 | 0
SAL-U-0077 | U | Rooftop | C-RAN | 3 | 3 | 0 | 3 | 3 | 3 | 0 | 0 | 1 | 18 | 6060 | 8530 | 21 | 33.6 | 7 | 15 | 0
SAL-U-0078 | U | Monopole / greenfield | C-RAN | 3 | 3 | 0 | 3 | 3 | 3 | 0 | 0 | 1 | 18 | 6060 | 8530 | 21 | 33.6 | 7 | 15 | 0
SAL-U-0079 | U | Monopole / greenfield | C-RAN | 3 | 3 | 0 | 3 | 3 | 3 | 0 | 0 | 1 | 18 | 6060 | 8530 | 21 | 33.6 | 7 | 15 | 0
AMM-U-1860 | U | Rooftop | C-RAN | 3 | 3 | 0 | 3 | 3 | 3 | 0 | 0 | 1 | 18 | 6060 | 8530 | 21 | 33.6 | 7 | 15 | 0
AMM-U-1861 | U | Rooftop | C-RAN | 3 | 3 | 0 | 3 | 3 | 3 | 0 | 0 | 1 | 18 | 6060 | 8530 | 21 | 33.6 | 7 | 15 | 0
AMM-U-1862 | U | Rooftop | C-RAN | 3 | 3 | 0 | 3 | 3 | 3 | 0 | 0 | 1 | 18 | 6060 | 8530 | 21 | 33.6 | 7 | 15 | 0
AMM-U-1863 | U | Rooftop | C-RAN | 3 | 3 | 0 | 3 | 3 | 3 | 0 | 0 | 1 | 18 | 6060 | 8530 | 21 | 33.6 | 7 | 15 | 0
AMM-U-1864 | U | Rooftop | C-RAN | 3 | 3 | 0 | 3 | 3 | 3 | 0 | 0 | 1 | 18 | 6060 | 8530 | 21 | 33.6 | 7 | 15 | 0
AMM-U-1865 | U | Rooftop | C-RAN | 3 | 3 | 0 | 3 | 3 | 3 | 0 | 0 | 1 | 18 | 6060 | 8530 | 21 | 33.6 | 7 | 15 | 0
AMM-U-1866 | U | Rooftop | C-RAN | 3 | 3 | 0 | 3 | 3 | 3 | 0 | 0 | 1 | 18 | 6060 | 8530 | 21 | 33.6 | 7 | 15 | 0
AMM-U-1867 | U | Rooftop | C-RAN | 3 | 3 | 0 | 3 | 3 | 3 | 0 | 0 | 1 | 18 | 6060 | 8530 | 21 | 33.6 | 7 | 15 | 0
AMM-U-1868 | U | Rooftop | C-RAN | 3 | 3 | 0 | 3 | 3 | 3 | 0 | 0 | 1 | 18 | 6060 | 8530 | 21 | 33.6 | 7 | 15 | 0
AMM-U-1869 | U | Rooftop | C-RAN | 3 | 3 | 0 | 3 | 3 | 3 | 0 | 0 | 1 | 18 | 6060 | 8530 | 21 | 33.6 | 7 | 15 | 0
AMM-U-1870 | U | Monopole / greenfield | C-RAN | 3 | 3 | 0 | 3 | 3 | 3 | 0 | 0 | 1 | 18 | 6060 | 8530 | 21 | 33.6 | 7 | 15 | 0
AMM-U-1871 | U | Monopole / greenfield | C-RAN | 3 | 3 | 0 | 3 | 3 | 3 | 0 | 0 | 1 | 18 | 6060 | 8530 | 21 | 33.6 | 7 | 15 | 0
AMM-U-1872 | U | Monopole / greenfield | C-RAN | 3 | 3 | 0 | 3 | 3 | 3 | 0 | 0 | 1 | 18 | 6060 | 8530 | 21 | 33.6 | 7 | 15 | 0
AMM-U-1873 | U | Monopole / greenfield | C-RAN | 3 | 3 | 0 | 3 | 3 | 3 | 0 | 0 | 1 | 18 | 6060 | 8530 | 21 | 33.6 | 7 | 15 | 0
AMM-U-1874 | U | Monopole / greenfield | D-RAN | 3 | 3 | 0 | 3 | 3 | 3 | 1 | 1 | 0 | 18 | 6470 | 9100 | 21 | 38.4 | 8 | 15 | 0
AMM-U-1875 | U | Monopole / greenfield | D-RAN | 3 | 3 | 0 | 3 | 3 | 3 | 1 | 1 | 0 | 18 | 6470 | 9100 | 21 | 38.4 | 8 | 15 | 0
SAL-U-0080 | U | Rooftop | C-RAN | 3 | 3 | 0 | 3 | 3 | 3 | 0 | 0 | 1 | 18 | 6060 | 8530 | 21 | 33.6 | 7 | 15 | 0
SAL-U-0081 | U | Rooftop | C-RAN | 3 | 3 | 0 | 3 | 3 | 3 | 0 | 0 | 1 | 18 | 6060 | 8530 | 21 | 33.6 | 7 | 15 | 0
SAL-U-0082 | U | Rooftop | C-RAN | 3 | 3 | 0 | 3 | 3 | 3 | 0 | 0 | 1 | 18 | 6060 | 8530 | 21 | 33.6 | 7 | 15 | 0
AMM-U-1876 | U | Monopole / greenfield | C-RAN | 3 | 3 | 0 | 3 | 3 | 3 | 0 | 0 | 1 | 18 | 6060 | 8530 | 21 | 33.6 | 7 | 15 | 0
AMM-U-1877 | U | Rooftop | C-RAN | 3 | 3 | 0 | 3 | 3 | 3 | 0 | 0 | 1 | 18 | 6060 | 8530 | 21 | 33.6 | 7 | 15 | 0
AMM-U-1878 | U | Rooftop | C-RAN | 3 | 3 | 0 | 3 | 3 | 3 | 0 | 0 | 1 | 18 | 6060 | 8530 | 21 | 33.6 | 7 | 15 | 0
AMM-U-1879 | U | Rooftop | C-RAN | 3 | 3 | 0 | 3 | 3 | 3 | 0 | 0 | 1 | 18 | 6060 | 8530 | 21 | 33.6 | 7 | 15 | 0
AMM-U-1880 | U | Rooftop | C-RAN | 3 | 3 | 0 | 3 | 3 | 3 | 0 | 0 | 1 | 18 | 6060 | 8530 | 21 | 33.6 | 7 | 15 | 0
AMM-U-1881 | U | Rooftop | C-RAN | 3 | 3 | 0 | 3 | 3 | 3 | 0 | 0 | 1 | 18 | 6060 | 8530 | 21 | 33.6 | 7 | 15 | 0
AMM-U-1882 | U | Rooftop | C-RAN | 3 | 3 | 0 | 3 | 3 | 3 | 0 | 0 | 1 | 18 | 6060 | 8530 | 21 | 33.6 | 7 | 15 | 0
AMM-U-1883 | U | Rooftop | C-RAN | 3 | 3 | 0 | 3 | 3 | 3 | 0 | 0 | 1 | 18 | 6060 | 8530 | 21 | 33.6 | 7 | 15 | 0
AMM-U-1884 | U | Rooftop | C-RAN | 3 | 3 | 0 | 3 | 3 | 3 | 0 | 0 | 1 | 18 | 6060 | 8530 | 21 | 33.6 | 7 | 15 | 0
AMM-U-1885 | U | Rooftop | C-RAN | 3 | 3 | 0 | 3 | 3 | 3 | 0 | 0 | 1 | 18 | 6060 | 8530 | 21 | 33.6 | 7 | 15 | 0
AMM-U-1886 | U | Monopole / greenfield | C-RAN | 3 | 3 | 0 | 3 | 3 | 3 | 0 | 0 | 1 | 18 | 6060 | 8530 | 21 | 33.6 | 7 | 15 | 0
AMM-U-1887 | U | Monopole / greenfield | C-RAN | 3 | 3 | 0 | 3 | 3 | 3 | 0 | 0 | 1 | 18 | 6060 | 8530 | 21 | 33.6 | 7 | 15 | 0
AMM-U-1888 | U | Monopole / greenfield | C-RAN | 3 | 3 | 0 | 3 | 3 | 3 | 0 | 0 | 1 | 18 | 6060 | 8530 | 21 | 33.6 | 7 | 15 | 0
AMM-U-1889 | U | Monopole / greenfield | C-RAN | 3 | 3 | 0 | 3 | 3 | 3 | 0 | 0 | 1 | 18 | 6060 | 8530 | 21 | 33.6 | 7 | 15 | 0
AMM-U-1890 | U | Rooftop | C-RAN | 3 | 3 | 0 | 3 | 3 | 3 | 0 | 0 | 1 | 18 | 6060 | 8530 | 21 | 33.6 | 7 | 15 | 0
AMM-U-1891 | U | Monopole / greenfield | D-RAN | 3 | 3 | 0 | 3 | 3 | 3 | 1 | 1 | 0 | 18 | 6470 | 9100 | 21 | 38.4 | 8 | 15 | 0
AMM-U-1892 | U | Monopole / greenfield | D-RAN | 3 | 3 | 0 | 3 | 3 | 3 | 1 | 1 | 0 | 18 | 6470 | 9100 | 21 | 38.4 | 8 | 15 | 0
AMM-U-1893 | U | Rooftop | C-RAN | 3 | 3 | 0 | 3 | 3 | 3 | 0 | 0 | 1 | 18 | 6060 | 8530 | 21 | 33.6 | 7 | 15 | 0
AMM-U-1894 | U | Rooftop | C-RAN | 3 | 3 | 0 | 3 | 3 | 3 | 0 | 0 | 1 | 18 | 6060 | 8530 | 21 | 33.6 | 7 | 15 | 0
AMM-U-1895 | U | Rooftop | C-RAN | 3 | 3 | 0 | 3 | 3 | 3 | 0 | 0 | 1 | 18 | 6060 | 8530 | 21 | 33.6 | 7 | 15 | 0
AMM-U-1896 | U | Rooftop | C-RAN | 3 | 3 | 0 | 3 | 3 | 3 | 0 | 0 | 1 | 18 | 6060 | 8530 | 21 | 33.6 | 7 | 15 | 0
AMM-U-1897 | U | Rooftop | C-RAN | 3 | 3 | 0 | 3 | 3 | 3 | 0 | 0 | 1 | 18 | 6060 | 8530 | 21 | 33.6 | 7 | 15 | 0
AMM-U-1898 | U | Rooftop | C-RAN | 3 | 3 | 0 | 3 | 3 | 3 | 0 | 0 | 1 | 18 | 6060 | 8530 | 21 | 33.6 | 7 | 15 | 0
AMM-U-1899 | U | Rooftop | C-RAN | 3 | 3 | 0 | 3 | 3 | 3 | 0 | 0 | 1 | 18 | 6060 | 8530 | 21 | 33.6 | 7 | 15 | 0
AMM-U-1900 | U | Rooftop | C-RAN | 3 | 3 | 0 | 3 | 3 | 3 | 0 | 0 | 1 | 18 | 6060 | 8530 | 21 | 33.6 | 7 | 15 | 0
AMM-U-1901 | U | Rooftop | C-RAN | 3 | 3 | 0 | 3 | 3 | 3 | 0 | 0 | 1 | 18 | 6060 | 8530 | 21 | 33.6 | 7 | 15 | 0
AMM-U-1902 | U | Rooftop | C-RAN | 3 | 3 | 0 | 3 | 3 | 3 | 0 | 0 | 1 | 18 | 6060 | 8530 | 21 | 33.6 | 7 | 15 | 0
AMM-U-1903 | U | Monopole / greenfield | C-RAN | 3 | 3 | 0 | 3 | 3 | 3 | 0 | 0 | 1 | 18 | 6060 | 8530 | 21 | 33.6 | 7 | 15 | 0
AMM-U-1904 | U | Monopole / greenfield | C-RAN | 3 | 3 | 0 | 3 | 3 | 3 | 0 | 0 | 1 | 18 | 6060 | 8530 | 21 | 33.6 | 7 | 15 | 0
AMM-U-1905 | U | Monopole / greenfield | C-RAN | 3 | 3 | 0 | 3 | 3 | 3 | 0 | 0 | 1 | 18 | 6060 | 8530 | 21 | 33.6 | 7 | 15 | 0
AMM-U-1906 | U | Rooftop | C-RAN | 3 | 3 | 0 | 3 | 3 | 3 | 0 | 0 | 1 | 18 | 6060 | 8530 | 21 | 33.6 | 7 | 15 | 0
AMM-U-1907 | U | Rooftop | C-RAN | 3 | 3 | 0 | 3 | 3 | 3 | 0 | 0 | 1 | 18 | 6060 | 8530 | 21 | 33.6 | 7 | 15 | 0
AMM-U-1908 | U | Rooftop | C-RAN | 3 | 3 | 0 | 3 | 3 | 3 | 0 | 0 | 1 | 18 | 6060 | 8530 | 21 | 33.6 | 7 | 15 | 0
AMM-U-1909 | U | Monopole / greenfield | D-RAN | 3 | 3 | 0 | 3 | 3 | 3 | 1 | 1 | 0 | 18 | 6470 | 9100 | 21 | 38.4 | 8 | 15 | 0
AMM-U-1910 | U | Rooftop | D-RAN | 3 | 3 | 0 | 3 | 3 | 3 | 1 | 1 | 0 | 18 | 6470 | 9100 | 21 | 38.4 | 8 | 15 | 0
AMM-U-1911 | U | Rooftop | C-RAN | 3 | 3 | 0 | 3 | 3 | 3 | 0 | 0 | 1 | 18 | 6060 | 8530 | 21 | 33.6 | 7 | 15 | 0
AMM-U-1912 | U | Rooftop | C-RAN | 3 | 3 | 0 | 3 | 3 | 3 | 0 | 0 | 1 | 18 | 6060 | 8530 | 21 | 33.6 | 7 | 15 | 0
AMM-U-1913 | U | Rooftop | C-RAN | 3 | 3 | 0 | 3 | 3 | 3 | 0 | 0 | 1 | 18 | 6060 | 8530 | 21 | 33.6 | 7 | 15 | 0
AMM-U-1914 | U | Rooftop | C-RAN | 3 | 3 | 0 | 3 | 3 | 3 | 0 | 0 | 1 | 18 | 6060 | 8530 | 21 | 33.6 | 7 | 15 | 0
AMM-U-1915 | U | Rooftop | C-RAN | 3 | 3 | 0 | 3 | 3 | 3 | 0 | 0 | 1 | 18 | 6060 | 8530 | 21 | 33.6 | 7 | 15 | 0
AMM-U-1916 | U | Rooftop | C-RAN | 3 | 3 | 0 | 3 | 3 | 3 | 0 | 0 | 1 | 18 | 6060 | 8530 | 21 | 33.6 | 7 | 15 | 0
AMM-U-1917 | U | Rooftop | C-RAN | 3 | 3 | 0 | 3 | 3 | 3 | 0 | 0 | 1 | 18 | 6060 | 8530 | 21 | 33.6 | 7 | 15 | 0
AMM-U-1918 | U | Rooftop | C-RAN | 3 | 3 | 0 | 3 | 3 | 3 | 0 | 0 | 1 | 18 | 6060 | 8530 | 21 | 33.6 | 7 | 15 | 0
AMM-U-1919 | U | Rooftop | C-RAN | 3 | 3 | 0 | 3 | 3 | 3 | 0 | 0 | 1 | 18 | 6060 | 8530 | 21 | 33.6 | 7 | 15 | 0
AMM-U-1920 | U | Rooftop | C-RAN | 3 | 3 | 0 | 3 | 3 | 3 | 0 | 0 | 1 | 18 | 6060 | 8530 | 21 | 33.6 | 7 | 15 | 0
AMM-U-1921 | U | Monopole / greenfield | C-RAN | 3 | 3 | 0 | 3 | 3 | 3 | 0 | 0 | 1 | 18 | 6060 | 8530 | 21 | 33.6 | 7 | 15 | 0
AMM-U-1922 | U | Rooftop | C-RAN | 3 | 3 | 0 | 3 | 3 | 3 | 0 | 0 | 1 | 18 | 6060 | 8530 | 21 | 33.6 | 7 | 15 | 0
AMM-U-1923 | U | Monopole / greenfield | C-RAN | 3 | 3 | 0 | 3 | 3 | 3 | 0 | 0 | 1 | 18 | 6060 | 8530 | 21 | 33.6 | 7 | 15 | 0
AMM-U-1924 | U | Rooftop | C-RAN | 3 | 3 | 0 | 3 | 3 | 3 | 0 | 0 | 1 | 18 | 6060 | 8530 | 21 | 33.6 | 7 | 15 | 0
AMM-U-1925 | U | Monopole / greenfield | C-RAN | 3 | 3 | 0 | 3 | 3 | 3 | 0 | 0 | 1 | 18 | 6060 | 8530 | 21 | 33.6 | 7 | 15 | 0
AMM-U-1926 | U | Monopole / greenfield | C-RAN | 3 | 3 | 0 | 3 | 3 | 3 | 0 | 0 | 1 | 18 | 6060 | 8530 | 21 | 33.6 | 7 | 15 | 0
AMM-U-1927 | U | Monopole / greenfield | C-RAN | 3 | 3 | 0 | 3 | 3 | 3 | 0 | 0 | 1 | 18 | 6060 | 8530 | 21 | 33.6 | 7 | 15 | 0
AMM-U-1928 | U | Rooftop | C-RAN | 3 | 3 | 0 | 3 | 3 | 3 | 0 | 0 | 1 | 18 | 6060 | 8530 | 21 | 33.6 | 7 | 15 | 0
AMM-U-1929 | U | Rooftop | C-RAN | 3 | 3 | 0 | 3 | 3 | 3 | 0 | 0 | 1 | 18 | 6060 | 8530 | 21 | 33.6 | 7 | 15 | 0
AMM-U-1930 | U | Rooftop | C-RAN | 3 | 3 | 0 | 3 | 3 | 3 | 0 | 0 | 1 | 18 | 6060 | 8530 | 21 | 33.6 | 7 | 15 | 0
AMM-U-1931 | U | Monopole / greenfield | C-RAN | 3 | 3 | 0 | 3 | 3 | 3 | 0 | 0 | 1 | 18 | 6060 | 8530 | 21 | 33.6 | 7 | 15 | 0
AMM-U-1932 | U | Rooftop | D-RAN | 3 | 3 | 0 | 3 | 3 | 3 | 1 | 1 | 0 | 18 | 6470 | 9100 | 21 | 38.4 | 8 | 15 | 0
AMM-U-1933 | U | Rooftop | D-RAN | 3 | 3 | 0 | 3 | 3 | 3 | 1 | 1 | 0 | 18 | 6470 | 9100 | 21 | 38.4 | 8 | 15 | 0
AMM-U-1934 | U | Rooftop | C-RAN | 3 | 3 | 0 | 3 | 3 | 3 | 0 | 0 | 1 | 18 | 6060 | 8530 | 21 | 33.6 | 7 | 15 | 0
AMM-U-1935 | U | Rooftop | C-RAN | 3 | 3 | 0 | 3 | 3 | 3 | 0 | 0 | 1 | 18 | 6060 | 8530 | 21 | 33.6 | 7 | 15 | 0
AMM-U-1936 | U | Rooftop | C-RAN | 3 | 3 | 0 | 3 | 3 | 3 | 0 | 0 | 1 | 18 | 6060 | 8530 | 21 | 33.6 | 7 | 15 | 0
AMM-U-1937 | U | Rooftop | C-RAN | 3 | 3 | 0 | 3 | 3 | 3 | 0 | 0 | 1 | 18 | 6060 | 8530 | 21 | 33.6 | 7 | 15 | 0
AMM-U-1938 | U | Rooftop | C-RAN | 3 | 3 | 0 | 3 | 3 | 3 | 0 | 0 | 1 | 18 | 6060 | 8530 | 21 | 33.6 | 7 | 15 | 0
AMM-U-1939 | U | Rooftop | C-RAN | 3 | 3 | 0 | 3 | 3 | 3 | 0 | 0 | 1 | 18 | 6060 | 8530 | 21 | 33.6 | 7 | 15 | 0
AMM-U-1940 | U | Rooftop | C-RAN | 3 | 3 | 0 | 3 | 3 | 3 | 0 | 0 | 1 | 18 | 6060 | 8530 | 21 | 33.6 | 7 | 15 | 0
AMM-U-1941 | U | Rooftop | C-RAN | 3 | 3 | 0 | 3 | 3 | 3 | 0 | 0 | 1 | 18 | 6060 | 8530 | 21 | 33.6 | 7 | 15 | 0
AMM-U-1942 | U | Rooftop | C-RAN | 3 | 3 | 0 | 3 | 3 | 3 | 0 | 0 | 1 | 18 | 6060 | 8530 | 21 | 33.6 | 7 | 15 | 0
AMM-U-1943 | U | Monopole / greenfield | C-RAN | 3 | 3 | 0 | 3 | 3 | 3 | 0 | 0 | 1 | 18 | 6060 | 8530 | 21 | 33.6 | 7 | 15 | 0
AMM-U-1944 | U | Monopole / greenfield | C-RAN | 3 | 3 | 0 | 3 | 3 | 3 | 0 | 0 | 1 | 18 | 6060 | 8530 | 21 | 33.6 | 7 | 15 | 0
AMM-U-1945 | U | Rooftop | C-RAN | 3 | 3 | 0 | 3 | 3 | 3 | 0 | 0 | 1 | 18 | 6060 | 8530 | 21 | 33.6 | 7 | 15 | 0
AMM-U-1946 | U | Monopole / greenfield | C-RAN | 3 | 3 | 0 | 3 | 3 | 3 | 0 | 0 | 1 | 18 | 6060 | 8530 | 21 | 33.6 | 7 | 15 | 0
AMM-U-1947 | U | Monopole / greenfield | C-RAN | 3 | 3 | 0 | 3 | 3 | 3 | 0 | 0 | 1 | 18 | 6060 | 8530 | 21 | 33.6 | 7 | 15 | 0
AMM-U-1948 | U | Monopole / greenfield | C-RAN | 3 | 3 | 0 | 3 | 3 | 3 | 0 | 0 | 1 | 18 | 6060 | 8530 | 21 | 33.6 | 7 | 15 | 0
AMM-U-1949 | U | Monopole / greenfield | C-RAN | 3 | 3 | 0 | 3 | 3 | 3 | 0 | 0 | 1 | 18 | 6060 | 8530 | 21 | 33.6 | 7 | 15 | 0
AMM-U-1950 | U | Monopole / greenfield | C-RAN | 3 | 3 | 0 | 3 | 3 | 3 | 0 | 0 | 1 | 18 | 6060 | 8530 | 21 | 33.6 | 7 | 15 | 0
AMM-U-1951 | U | Rooftop | C-RAN | 3 | 3 | 0 | 3 | 3 | 3 | 0 | 0 | 1 | 18 | 6060 | 8530 | 21 | 33.6 | 7 | 15 | 0
AMM-U-1952 | U | Rooftop | C-RAN | 3 | 3 | 0 | 3 | 3 | 3 | 0 | 0 | 1 | 18 | 6060 | 8530 | 21 | 33.6 | 7 | 15 | 0
AMM-U-1953 | U | Rooftop | C-RAN | 3 | 3 | 0 | 3 | 3 | 3 | 0 | 0 | 1 | 18 | 6060 | 8530 | 21 | 33.6 | 7 | 15 | 0
AMM-U-1954 | U | Monopole / greenfield | C-RAN | 3 | 3 | 0 | 3 | 3 | 3 | 0 | 0 | 1 | 18 | 6060 | 8530 | 21 | 33.6 | 7 | 15 | 0
AMM-U-1955 | U | Rooftop | D-RAN | 3 | 3 | 0 | 3 | 3 | 3 | 1 | 1 | 0 | 18 | 6470 | 9100 | 21 | 38.4 | 8 | 15 | 0
AMM-U-1956 | U | Rooftop | C-RAN | 3 | 3 | 0 | 3 | 3 | 3 | 0 | 0 | 1 | 18 | 6060 | 8530 | 21 | 33.6 | 7 | 15 | 0
AMM-U-1957 | U | Rooftop | C-RAN | 3 | 3 | 0 | 3 | 3 | 3 | 0 | 0 | 1 | 18 | 6060 | 8530 | 21 | 33.6 | 7 | 15 | 0
AMM-U-1958 | U | Rooftop | C-RAN | 3 | 3 | 0 | 3 | 3 | 3 | 0 | 0 | 1 | 18 | 6060 | 8530 | 21 | 33.6 | 7 | 15 | 0
AMM-U-1959 | U | Rooftop | C-RAN | 3 | 3 | 0 | 3 | 3 | 3 | 0 | 0 | 1 | 18 | 6060 | 8530 | 21 | 33.6 | 7 | 15 | 0
AMM-U-1960 | U | Rooftop | C-RAN | 3 | 3 | 0 | 3 | 3 | 3 | 0 | 0 | 1 | 18 | 6060 | 8530 | 21 | 33.6 | 7 | 15 | 0
AMM-U-1961 | U | Rooftop | C-RAN | 3 | 3 | 0 | 3 | 3 | 3 | 0 | 0 | 1 | 18 | 6060 | 8530 | 21 | 33.6 | 7 | 15 | 0
AMM-U-1962 | U | Rooftop | C-RAN | 3 | 3 | 0 | 3 | 3 | 3 | 0 | 0 | 1 | 18 | 6060 | 8530 | 21 | 33.6 | 7 | 15 | 0
AMM-U-1963 | U | Rooftop | C-RAN | 3 | 3 | 0 | 3 | 3 | 3 | 0 | 0 | 1 | 18 | 6060 | 8530 | 21 | 33.6 | 7 | 15 | 0
AMM-U-1964 | U | Rooftop | C-RAN | 3 | 3 | 0 | 3 | 3 | 3 | 0 | 0 | 1 | 18 | 6060 | 8530 | 21 | 33.6 | 7 | 15 | 0
AMM-U-1965 | U | Rooftop | C-RAN | 3 | 3 | 0 | 3 | 3 | 3 | 0 | 0 | 1 | 18 | 6060 | 8530 | 21 | 33.6 | 7 | 15 | 0
AMM-U-1966 | U | Monopole / greenfield | C-RAN | 3 | 3 | 0 | 3 | 3 | 3 | 0 | 0 | 1 | 18 | 6060 | 8530 | 21 | 33.6 | 7 | 15 | 0
AMM-U-1967 | U | Monopole / greenfield | C-RAN | 3 | 3 | 0 | 3 | 3 | 3 | 0 | 0 | 1 | 18 | 6060 | 8530 | 21 | 33.6 | 7 | 15 | 0
AMM-U-1968 | U | Monopole / greenfield | C-RAN | 3 | 3 | 0 | 3 | 3 | 3 | 0 | 0 | 1 | 18 | 6060 | 8530 | 21 | 33.6 | 7 | 15 | 0
AMM-U-1969 | U | Monopole / greenfield | C-RAN | 3 | 3 | 0 | 3 | 3 | 3 | 0 | 0 | 1 | 18 | 6060 | 8530 | 21 | 33.6 | 7 | 15 | 0
AMM-U-1970 | U | Monopole / greenfield | C-RAN | 3 | 3 | 0 | 3 | 3 | 3 | 0 | 0 | 1 | 18 | 6060 | 8530 | 21 | 33.6 | 7 | 15 | 0
AMM-U-1971 | U | Monopole / greenfield | C-RAN | 3 | 3 | 0 | 3 | 3 | 3 | 0 | 0 | 1 | 18 | 6060 | 8530 | 21 | 33.6 | 7 | 15 | 0
AMM-U-1972 | U | Monopole / greenfield | C-RAN | 3 | 3 | 0 | 3 | 3 | 3 | 0 | 0 | 1 | 18 | 6060 | 8530 | 21 | 33.6 | 7 | 15 | 0
AMM-U-1973 | U | Rooftop | C-RAN | 3 | 3 | 0 | 3 | 3 | 3 | 0 | 0 | 1 | 18 | 6060 | 8530 | 21 | 33.6 | 7 | 15 | 0
AMM-U-1974 | U | Rooftop | C-RAN | 3 | 3 | 0 | 3 | 3 | 3 | 0 | 0 | 1 | 18 | 6060 | 8530 | 21 | 33.6 | 7 | 15 | 0
AMM-U-1975 | U | Rooftop | C-RAN | 3 | 3 | 0 | 3 | 3 | 3 | 0 | 0 | 1 | 18 | 6060 | 8530 | 21 | 33.6 | 7 | 15 | 0
AMM-U-1976 | U | Rooftop | C-RAN | 3 | 3 | 0 | 3 | 3 | 3 | 0 | 0 | 1 | 18 | 6060 | 8530 | 21 | 33.6 | 7 | 15 | 0
AMM-U-1977 | U | Rooftop | C-RAN | 3 | 3 | 0 | 3 | 3 | 3 | 0 | 0 | 1 | 18 | 6060 | 8530 | 21 | 33.6 | 7 | 15 | 0
AMM-U-1978 | U | Monopole / greenfield | C-RAN | 3 | 3 | 0 | 3 | 3 | 3 | 0 | 0 | 1 | 18 | 6060 | 8530 | 21 | 33.6 | 7 | 15 | 0
AMM-U-1979 | U | Rooftop | D-RAN | 3 | 3 | 0 | 3 | 3 | 3 | 1 | 1 | 0 | 18 | 6470 | 9100 | 21 | 38.4 | 8 | 15 | 0
AMM-U-1980 | U | Rooftop | D-RAN | 3 | 3 | 0 | 3 | 3 | 3 | 1 | 1 | 0 | 18 | 6470 | 9100 | 21 | 38.4 | 8 | 15 | 0
AMM-U-1981 | U | Rooftop | C-RAN | 3 | 3 | 0 | 3 | 3 | 3 | 0 | 0 | 1 | 18 | 6060 | 8530 | 21 | 33.6 | 7 | 15 | 0
AMM-U-1982 | U | Rooftop | C-RAN | 3 | 3 | 0 | 3 | 3 | 3 | 0 | 0 | 1 | 18 | 6060 | 8530 | 21 | 33.6 | 7 | 15 | 0
AMM-U-1983 | U | Rooftop | C-RAN | 3 | 3 | 0 | 3 | 3 | 3 | 0 | 0 | 1 | 18 | 6060 | 8530 | 21 | 33.6 | 7 | 15 | 0
AMM-U-1984 | U | Rooftop | C-RAN | 3 | 3 | 0 | 3 | 3 | 3 | 0 | 0 | 1 | 18 | 6060 | 8530 | 21 | 33.6 | 7 | 15 | 0
AMM-U-1985 | U | Rooftop | C-RAN | 3 | 3 | 0 | 3 | 3 | 3 | 0 | 0 | 1 | 18 | 6060 | 8530 | 21 | 33.6 | 7 | 15 | 0
AMM-U-1986 | U | Rooftop | C-RAN | 3 | 3 | 0 | 3 | 3 | 3 | 0 | 0 | 1 | 18 | 6060 | 8530 | 21 | 33.6 | 7 | 15 | 0
AMM-U-1987 | U | Rooftop | C-RAN | 3 | 3 | 0 | 3 | 3 | 3 | 0 | 0 | 1 | 18 | 6060 | 8530 | 21 | 33.6 | 7 | 15 | 0
AMM-U-1988 | U | Rooftop | C-RAN | 3 | 3 | 0 | 3 | 3 | 3 | 0 | 0 | 1 | 18 | 6060 | 8530 | 21 | 33.6 | 7 | 15 | 0
AMM-U-1989 | U | Rooftop | C-RAN | 3 | 3 | 0 | 3 | 3 | 3 | 0 | 0 | 1 | 18 | 6060 | 8530 | 21 | 33.6 | 7 | 15 | 0
AMM-U-1990 | U | Rooftop | C-RAN | 3 | 3 | 0 | 3 | 3 | 3 | 0 | 0 | 1 | 18 | 6060 | 8530 | 21 | 33.6 | 7 | 15 | 0
AMM-U-1991 | U | Monopole / greenfield | C-RAN | 3 | 3 | 0 | 3 | 3 | 3 | 0 | 0 | 1 | 18 | 6060 | 8530 | 21 | 33.6 | 7 | 15 | 0
AMM-U-1992 | U | Monopole / greenfield | C-RAN | 3 | 3 | 0 | 3 | 3 | 3 | 0 | 0 | 1 | 18 | 6060 | 8530 | 21 | 33.6 | 7 | 15 | 0
AMM-U-1993 | U | Monopole / greenfield | C-RAN | 3 | 3 | 0 | 3 | 3 | 3 | 0 | 0 | 1 | 18 | 6060 | 8530 | 21 | 33.6 | 7 | 15 | 0
AMM-U-1994 | U | Monopole / greenfield | C-RAN | 3 | 3 | 0 | 3 | 3 | 3 | 0 | 0 | 1 | 18 | 6060 | 8530 | 21 | 33.6 | 7 | 15 | 0
AMM-U-1995 | U | Monopole / greenfield | C-RAN | 3 | 3 | 0 | 3 | 3 | 3 | 0 | 0 | 1 | 18 | 6060 | 8530 | 21 | 33.6 | 7 | 15 | 0
AMM-U-1996 | U | Monopole / greenfield | C-RAN | 3 | 3 | 0 | 3 | 3 | 3 | 0 | 0 | 1 | 18 | 6060 | 8530 | 21 | 33.6 | 7 | 15 | 0
AMM-U-1997 | U | Monopole / greenfield | C-RAN | 3 | 3 | 0 | 3 | 3 | 3 | 0 | 0 | 1 | 18 | 6060 | 8530 | 21 | 33.6 | 7 | 15 | 0
AMM-U-1998 | U | Monopole / greenfield | C-RAN | 3 | 3 | 0 | 3 | 3 | 3 | 0 | 0 | 1 | 18 | 6060 | 8530 | 21 | 33.6 | 7 | 15 | 0
AMM-U-1999 | U | Monopole / greenfield | C-RAN | 3 | 3 | 0 | 3 | 3 | 3 | 0 | 0 | 1 | 18 | 6060 | 8530 | 21 | 33.6 | 7 | 15 | 0
AMM-U-2000 | U | Rooftop | C-RAN | 3 | 3 | 0 | 3 | 3 | 3 | 0 | 0 | 1 | 18 | 6060 | 8530 | 21 | 33.6 | 7 | 15 | 0
AMM-U-2001 | U | Rooftop | C-RAN | 3 | 3 | 0 | 3 | 3 | 3 | 0 | 0 | 1 | 18 | 6060 | 8530 | 21 | 33.6 | 7 | 15 | 0
AMM-U-2002 | U | Rooftop | C-RAN | 3 | 3 | 0 | 3 | 3 | 3 | 0 | 0 | 1 | 18 | 6060 | 8530 | 21 | 33.6 | 7 | 15 | 0
AMM-U-2003 | U | Monopole / greenfield | C-RAN | 3 | 3 | 0 | 3 | 3 | 3 | 0 | 0 | 1 | 18 | 6060 | 8530 | 21 | 33.6 | 7 | 15 | 0
AMM-U-2004 | U | Rooftop | D-RAN | 3 | 3 | 0 | 3 | 3 | 3 | 1 | 1 | 0 | 18 | 6470 | 9100 | 21 | 38.4 | 8 | 15 | 0
AMM-U-2005 | U | Rooftop | D-RAN | 3 | 3 | 0 | 3 | 3 | 3 | 1 | 1 | 0 | 18 | 6470 | 9100 | 21 | 38.4 | 8 | 15 | 0
AMM-U-2006 | U | Rooftop | C-RAN | 3 | 3 | 0 | 3 | 3 | 3 | 0 | 0 | 1 | 18 | 6060 | 8530 | 21 | 33.6 | 7 | 15 | 0
AMM-U-2007 | U | Rooftop | C-RAN | 3 | 3 | 0 | 3 | 3 | 3 | 0 | 0 | 1 | 18 | 6060 | 8530 | 21 | 33.6 | 7 | 15 | 0
AMM-U-2008 | U | Rooftop | C-RAN | 3 | 3 | 0 | 3 | 3 | 3 | 0 | 0 | 1 | 18 | 6060 | 8530 | 21 | 33.6 | 7 | 15 | 0
AMM-U-2009 | U | Rooftop | C-RAN | 3 | 3 | 0 | 3 | 3 | 3 | 0 | 0 | 1 | 18 | 6060 | 8530 | 21 | 33.6 | 7 | 15 | 0
AMM-U-2010 | U | Rooftop | C-RAN | 3 | 3 | 0 | 3 | 3 | 3 | 0 | 0 | 1 | 18 | 6060 | 8530 | 21 | 33.6 | 7 | 15 | 0
AMM-U-2011 | U | Rooftop | C-RAN | 3 | 3 | 0 | 3 | 3 | 3 | 0 | 0 | 1 | 18 | 6060 | 8530 | 21 | 33.6 | 7 | 15 | 0
AMM-U-2012 | U | Rooftop | C-RAN | 3 | 3 | 0 | 3 | 3 | 3 | 0 | 0 | 1 | 18 | 6060 | 8530 | 21 | 33.6 | 7 | 15 | 0
AMM-U-2013 | U | Rooftop | C-RAN | 3 | 3 | 0 | 3 | 3 | 3 | 0 | 0 | 1 | 18 | 6060 | 8530 | 21 | 33.6 | 7 | 15 | 0
AMM-U-2014 | U | Rooftop | C-RAN | 3 | 3 | 0 | 3 | 3 | 3 | 0 | 0 | 1 | 18 | 6060 | 8530 | 21 | 33.6 | 7 | 15 | 0
AMM-U-2015 | U | Rooftop | C-RAN | 3 | 3 | 0 | 3 | 3 | 3 | 0 | 0 | 1 | 18 | 6060 | 8530 | 21 | 33.6 | 7 | 15 | 0
AMM-U-2016 | U | Monopole / greenfield | C-RAN | 3 | 3 | 0 | 3 | 3 | 3 | 0 | 0 | 1 | 18 | 6060 | 8530 | 21 | 33.6 | 7 | 15 | 0
AMM-U-2017 | U | Monopole / greenfield | C-RAN | 3 | 3 | 0 | 3 | 3 | 3 | 0 | 0 | 1 | 18 | 6060 | 8530 | 21 | 33.6 | 7 | 15 | 0
AMM-U-2018 | U | Monopole / greenfield | C-RAN | 3 | 3 | 0 | 3 | 3 | 3 | 0 | 0 | 1 | 18 | 6060 | 8530 | 21 | 33.6 | 7 | 15 | 0
AMM-U-2019 | U | Monopole / greenfield | C-RAN | 3 | 3 | 0 | 3 | 3 | 3 | 0 | 0 | 1 | 18 | 6060 | 8530 | 21 | 33.6 | 7 | 15 | 0
AMM-U-2020 | U | Monopole / greenfield | C-RAN | 3 | 3 | 0 | 3 | 3 | 3 | 0 | 0 | 1 | 18 | 6060 | 8530 | 21 | 33.6 | 7 | 15 | 0
AMM-U-2021 | U | Monopole / greenfield | C-RAN | 3 | 3 | 0 | 3 | 3 | 3 | 0 | 0 | 1 | 18 | 6060 | 8530 | 21 | 33.6 | 7 | 15 | 0
AMM-U-2022 | U | Monopole / greenfield | C-RAN | 3 | 3 | 0 | 3 | 3 | 3 | 0 | 0 | 1 | 18 | 6060 | 8530 | 21 | 33.6 | 7 | 15 | 0
AMM-U-2023 | U | Monopole / greenfield | C-RAN | 3 | 3 | 0 | 3 | 3 | 3 | 0 | 0 | 1 | 18 | 6060 | 8530 | 21 | 33.6 | 7 | 15 | 0
AMM-U-2024 | U | Monopole / greenfield | C-RAN | 3 | 3 | 0 | 3 | 3 | 3 | 0 | 0 | 1 | 18 | 6060 | 8530 | 21 | 33.6 | 7 | 15 | 0
AMM-U-2025 | U | Rooftop | C-RAN | 3 | 3 | 0 | 3 | 3 | 3 | 0 | 0 | 1 | 18 | 6060 | 8530 | 21 | 33.6 | 7 | 15 | 0
AMM-U-2026 | U | Monopole / greenfield | C-RAN | 3 | 3 | 0 | 3 | 3 | 3 | 0 | 0 | 1 | 18 | 6060 | 8530 | 21 | 33.6 | 7 | 15 | 0
AMM-U-2027 | U | Monopole / greenfield | D-RAN | 3 | 3 | 0 | 3 | 3 | 3 | 1 | 1 | 0 | 18 | 6470 | 9100 | 21 | 38.4 | 8 | 15 | 0
AMM-U-2028 | U | Monopole / greenfield | C-RAN | 3 | 3 | 0 | 3 | 3 | 3 | 0 | 0 | 1 | 18 | 6060 | 8530 | 21 | 33.6 | 7 | 15 | 0
AMM-U-2029 | U | Rooftop | C-RAN | 3 | 3 | 0 | 3 | 3 | 3 | 0 | 0 | 1 | 18 | 6060 | 8530 | 21 | 33.6 | 7 | 15 | 0
AMM-U-2030 | U | Rooftop | C-RAN | 3 | 3 | 0 | 3 | 3 | 3 | 0 | 0 | 1 | 18 | 6060 | 8530 | 21 | 33.6 | 7 | 15 | 0
AMM-U-2031 | U | Rooftop | C-RAN | 3 | 3 | 0 | 3 | 3 | 3 | 0 | 0 | 1 | 18 | 6060 | 8530 | 21 | 33.6 | 7 | 15 | 0
AMM-U-2032 | U | Rooftop | C-RAN | 3 | 3 | 0 | 3 | 3 | 3 | 0 | 0 | 1 | 18 | 6060 | 8530 | 21 | 33.6 | 7 | 15 | 0
AMM-U-2033 | U | Rooftop | C-RAN | 3 | 3 | 0 | 3 | 3 | 3 | 0 | 0 | 1 | 18 | 6060 | 8530 | 21 | 33.6 | 7 | 15 | 0
AMM-U-2034 | U | Rooftop | C-RAN | 3 | 3 | 0 | 3 | 3 | 3 | 0 | 0 | 1 | 18 | 6060 | 8530 | 21 | 33.6 | 7 | 15 | 0
AMM-U-2035 | U | Rooftop | C-RAN | 3 | 3 | 0 | 3 | 3 | 3 | 0 | 0 | 1 | 18 | 6060 | 8530 | 21 | 33.6 | 7 | 15 | 0
AMM-U-2036 | U | Rooftop | C-RAN | 3 | 3 | 0 | 3 | 3 | 3 | 0 | 0 | 1 | 18 | 6060 | 8530 | 21 | 33.6 | 7 | 15 | 0
AMM-U-2037 | U | Rooftop | C-RAN | 3 | 3 | 0 | 3 | 3 | 3 | 0 | 0 | 1 | 18 | 6060 | 8530 | 21 | 33.6 | 7 | 15 | 0
AMM-U-2038 | U | Rooftop | C-RAN | 3 | 3 | 0 | 3 | 3 | 3 | 0 | 0 | 1 | 18 | 6060 | 8530 | 21 | 33.6 | 7 | 15 | 0
AMM-U-2039 | U | Monopole / greenfield | C-RAN | 3 | 3 | 0 | 3 | 3 | 3 | 0 | 0 | 1 | 18 | 6060 | 8530 | 21 | 33.6 | 7 | 15 | 0
AMM-U-2040 | U | Monopole / greenfield | C-RAN | 3 | 3 | 0 | 3 | 3 | 3 | 0 | 0 | 1 | 18 | 6060 | 8530 | 21 | 33.6 | 7 | 15 | 0
AMM-U-2041 | U | Monopole / greenfield | C-RAN | 3 | 3 | 0 | 3 | 3 | 3 | 0 | 0 | 1 | 18 | 6060 | 8530 | 21 | 33.6 | 7 | 15 | 0
AMM-U-2042 | U | Monopole / greenfield | C-RAN | 3 | 3 | 0 | 3 | 3 | 3 | 0 | 0 | 1 | 18 | 6060 | 8530 | 21 | 33.6 | 7 | 15 | 0
AMM-U-2043 | U | Monopole / greenfield | D-RAN | 3 | 3 | 0 | 3 | 3 | 3 | 1 | 1 | 0 | 18 | 6470 | 9100 | 21 | 38.4 | 8 | 15 | 0
AMM-U-2044 | U | Monopole / greenfield | C-RAN | 3 | 3 | 0 | 3 | 3 | 3 | 0 | 0 | 1 | 18 | 6060 | 8530 | 21 | 33.6 | 7 | 15 | 0
AMM-U-2045 | U | Monopole / greenfield | C-RAN | 3 | 3 | 0 | 3 | 3 | 3 | 0 | 0 | 1 | 18 | 6060 | 8530 | 21 | 33.6 | 7 | 15 | 0
AMM-U-2046 | U | Monopole / greenfield | C-RAN | 3 | 3 | 0 | 3 | 3 | 3 | 0 | 0 | 1 | 18 | 6060 | 8530 | 21 | 33.6 | 7 | 15 | 0
AMM-U-2047 | U | Monopole / greenfield | C-RAN | 3 | 3 | 0 | 3 | 3 | 3 | 0 | 0 | 1 | 18 | 6060 | 8530 | 21 | 33.6 | 7 | 15 | 0
AMM-U-2048 | U | Monopole / greenfield | C-RAN | 3 | 3 | 0 | 3 | 3 | 3 | 0 | 0 | 1 | 18 | 6060 | 8530 | 21 | 33.6 | 7 | 15 | 0
AMM-U-2049 | U | Monopole / greenfield | D-RAN | 3 | 3 | 0 | 3 | 3 | 3 | 1 | 1 | 0 | 18 | 6470 | 9100 | 21 | 38.4 | 8 | 15 | 0
AMM-U-2050 | U | Monopole / greenfield | D-RAN | 3 | 3 | 0 | 3 | 3 | 3 | 1 | 1 | 0 | 18 | 6470 | 9100 | 21 | 38.4 | 8 | 15 | 0
AMM-U-2051 | U | Monopole / greenfield | C-RAN | 3 | 3 | 0 | 3 | 3 | 3 | 0 | 0 | 1 | 18 | 6060 | 8530 | 21 | 33.6 | 7 | 15 | 0
AMM-U-2052 | U | Monopole / greenfield | C-RAN | 3 | 3 | 0 | 3 | 3 | 3 | 0 | 0 | 1 | 18 | 6060 | 8530 | 21 | 33.6 | 7 | 15 | 0
AMM-U-2053 | U | Rooftop | C-RAN | 3 | 3 | 0 | 3 | 3 | 3 | 0 | 0 | 1 | 18 | 6060 | 8530 | 21 | 33.6 | 7 | 15 | 0
AMM-U-2054 | U | Rooftop | C-RAN | 3 | 3 | 0 | 3 | 3 | 3 | 0 | 0 | 1 | 18 | 6060 | 8530 | 21 | 33.6 | 7 | 15 | 0
AMM-U-2055 | U | Rooftop | C-RAN | 3 | 3 | 0 | 3 | 3 | 3 | 0 | 0 | 1 | 18 | 6060 | 8530 | 21 | 33.6 | 7 | 15 | 0
AMM-U-2056 | U | Rooftop | C-RAN | 3 | 3 | 0 | 3 | 3 | 3 | 0 | 0 | 1 | 18 | 6060 | 8530 | 21 | 33.6 | 7 | 15 | 0
AMM-U-2057 | U | Rooftop | C-RAN | 3 | 3 | 0 | 3 | 3 | 3 | 0 | 0 | 1 | 18 | 6060 | 8530 | 21 | 33.6 | 7 | 15 | 0
AMM-U-2058 | U | Rooftop | C-RAN | 3 | 3 | 0 | 3 | 3 | 3 | 0 | 0 | 1 | 18 | 6060 | 8530 | 21 | 33.6 | 7 | 15 | 0
AMM-U-2059 | U | Rooftop | C-RAN | 3 | 3 | 0 | 3 | 3 | 3 | 0 | 0 | 1 | 18 | 6060 | 8530 | 21 | 33.6 | 7 | 15 | 0
AMM-U-2060 | U | Rooftop | C-RAN | 3 | 3 | 0 | 3 | 3 | 3 | 0 | 0 | 1 | 18 | 6060 | 8530 | 21 | 33.6 | 7 | 15 | 0
AMM-U-2061 | U | Rooftop | C-RAN | 3 | 3 | 0 | 3 | 3 | 3 | 0 | 0 | 1 | 18 | 6060 | 8530 | 21 | 33.6 | 7 | 15 | 0
AMM-U-2062 | U | Monopole / greenfield | C-RAN | 3 | 3 | 0 | 3 | 3 | 3 | 0 | 0 | 1 | 18 | 6060 | 8530 | 21 | 33.6 | 7 | 15 | 0
AMM-U-2063 | U | Monopole / greenfield | C-RAN | 3 | 3 | 0 | 3 | 3 | 3 | 0 | 0 | 1 | 18 | 6060 | 8530 | 21 | 33.6 | 7 | 15 | 0
AMM-U-2064 | U | Monopole / greenfield | C-RAN | 3 | 3 | 0 | 3 | 3 | 3 | 0 | 0 | 1 | 18 | 6060 | 8530 | 21 | 33.6 | 7 | 15 | 0
AMM-U-2065 | U | Monopole / greenfield | D-RAN | 3 | 3 | 0 | 3 | 3 | 3 | 1 | 1 | 0 | 18 | 6470 | 9100 | 21 | 38.4 | 8 | 15 | 0
AMM-U-2066 | U | Monopole / greenfield | C-RAN | 3 | 3 | 0 | 3 | 3 | 3 | 0 | 0 | 1 | 18 | 6060 | 8530 | 21 | 33.6 | 7 | 15 | 0
AMM-U-2067 | U | Monopole / greenfield | C-RAN | 3 | 3 | 0 | 3 | 3 | 3 | 0 | 0 | 1 | 18 | 6060 | 8530 | 21 | 33.6 | 7 | 15 | 0
AMM-U-2068 | U | Monopole / greenfield | C-RAN | 3 | 3 | 0 | 3 | 3 | 3 | 0 | 0 | 1 | 18 | 6060 | 8530 | 21 | 33.6 | 7 | 15 | 0
AMM-U-2069 | U | Monopole / greenfield | C-RAN | 3 | 3 | 0 | 3 | 3 | 3 | 0 | 0 | 1 | 18 | 6060 | 8530 | 21 | 33.6 | 7 | 15 | 0
AMM-U-2070 | U | Monopole / greenfield | D-RAN | 3 | 3 | 0 | 3 | 3 | 3 | 1 | 1 | 0 | 18 | 6470 | 9100 | 21 | 38.4 | 8 | 15 | 0
AMM-U-2071 | U | Monopole / greenfield | C-RAN | 3 | 3 | 0 | 3 | 3 | 3 | 0 | 0 | 1 | 18 | 6060 | 8530 | 21 | 33.6 | 7 | 15 | 0
AMM-U-2072 | U | Monopole / greenfield | C-RAN | 3 | 3 | 0 | 3 | 3 | 3 | 0 | 0 | 1 | 18 | 6060 | 8530 | 21 | 33.6 | 7 | 15 | 0
AMM-U-2073 | U | Monopole / greenfield | C-RAN | 3 | 3 | 0 | 3 | 3 | 3 | 0 | 0 | 1 | 18 | 6060 | 8530 | 21 | 33.6 | 7 | 15 | 0
AMM-U-2074 | U | Rooftop | C-RAN | 3 | 3 | 0 | 3 | 3 | 3 | 0 | 0 | 1 | 18 | 6060 | 8530 | 21 | 33.6 | 7 | 15 | 0
AMM-U-2075 | U | Rooftop | C-RAN | 3 | 3 | 0 | 3 | 3 | 3 | 0 | 0 | 1 | 18 | 6060 | 8530 | 21 | 33.6 | 7 | 15 | 0
AMM-U-2076 | U | Rooftop | C-RAN | 3 | 3 | 0 | 3 | 3 | 3 | 0 | 0 | 1 | 18 | 6060 | 8530 | 21 | 33.6 | 7 | 15 | 0
AMM-U-2077 | U | Rooftop | C-RAN | 3 | 3 | 0 | 3 | 3 | 3 | 0 | 0 | 1 | 18 | 6060 | 8530 | 21 | 33.6 | 7 | 15 | 0
AMM-U-2078 | U | Rooftop | C-RAN | 3 | 3 | 0 | 3 | 3 | 3 | 0 | 0 | 1 | 18 | 6060 | 8530 | 21 | 33.6 | 7 | 15 | 0
AMM-U-2079 | U | Rooftop | C-RAN | 3 | 3 | 0 | 3 | 3 | 3 | 0 | 0 | 1 | 18 | 6060 | 8530 | 21 | 33.6 | 7 | 15 | 0
AMM-U-2080 | U | Rooftop | C-RAN | 3 | 3 | 0 | 3 | 3 | 3 | 0 | 0 | 1 | 18 | 6060 | 8530 | 21 | 33.6 | 7 | 15 | 0
AMM-U-2081 | U | Rooftop | C-RAN | 3 | 3 | 0 | 3 | 3 | 3 | 0 | 0 | 1 | 18 | 6060 | 8530 | 21 | 33.6 | 7 | 15 | 0
AMM-U-2082 | U | Rooftop | C-RAN | 3 | 3 | 0 | 3 | 3 | 3 | 0 | 0 | 1 | 18 | 6060 | 8530 | 21 | 33.6 | 7 | 15 | 0
AMM-U-2083 | U | Monopole / greenfield | C-RAN | 3 | 3 | 0 | 3 | 3 | 3 | 0 | 0 | 1 | 18 | 6060 | 8530 | 21 | 33.6 | 7 | 15 | 0
AMM-U-2084 | U | Monopole / greenfield | C-RAN | 3 | 3 | 0 | 3 | 3 | 3 | 0 | 0 | 1 | 18 | 6060 | 8530 | 21 | 33.6 | 7 | 15 | 0
AMM-U-2085 | U | Monopole / greenfield | C-RAN | 3 | 3 | 0 | 3 | 3 | 3 | 0 | 0 | 1 | 18 | 6060 | 8530 | 21 | 33.6 | 7 | 15 | 0
AMM-U-2086 | U | Monopole / greenfield | C-RAN | 3 | 3 | 0 | 3 | 3 | 3 | 0 | 0 | 1 | 18 | 6060 | 8530 | 21 | 33.6 | 7 | 15 | 0
AMM-U-2087 | U | Monopole / greenfield | C-RAN | 3 | 3 | 0 | 3 | 3 | 3 | 0 | 0 | 1 | 18 | 6060 | 8530 | 21 | 33.6 | 7 | 15 | 0
AMM-U-2088 | U | Monopole / greenfield | C-RAN | 3 | 3 | 0 | 3 | 3 | 3 | 0 | 0 | 1 | 18 | 6060 | 8530 | 21 | 33.6 | 7 | 15 | 0
AMM-U-2089 | U | Monopole / greenfield | C-RAN | 3 | 3 | 0 | 3 | 3 | 3 | 0 | 0 | 1 | 18 | 6060 | 8530 | 21 | 33.6 | 7 | 15 | 0
AMM-U-2090 | U | Rooftop | C-RAN | 3 | 3 | 0 | 3 | 3 | 3 | 0 | 0 | 1 | 18 | 6060 | 8530 | 21 | 33.6 | 7 | 15 | 0
AMM-U-2091 | U | Rooftop | C-RAN | 3 | 3 | 0 | 3 | 3 | 3 | 0 | 0 | 1 | 18 | 6060 | 8530 | 21 | 33.6 | 7 | 15 | 0
AMM-U-2092 | U | Rooftop | C-RAN | 3 | 3 | 0 | 3 | 3 | 3 | 0 | 0 | 1 | 18 | 6060 | 8530 | 21 | 33.6 | 7 | 15 | 0
AMM-U-2093 | U | Rooftop | C-RAN | 3 | 3 | 0 | 3 | 3 | 3 | 0 | 0 | 1 | 18 | 6060 | 8530 | 21 | 33.6 | 7 | 15 | 0
AMM-U-2094 | U | Rooftop | C-RAN | 3 | 3 | 0 | 3 | 3 | 3 | 0 | 0 | 1 | 18 | 6060 | 8530 | 21 | 33.6 | 7 | 15 | 0
AMM-U-2095 | U | Rooftop | C-RAN | 3 | 3 | 0 | 3 | 3 | 3 | 0 | 0 | 1 | 18 | 6060 | 8530 | 21 | 33.6 | 7 | 15 | 0
AMM-U-2096 | U | Rooftop | C-RAN | 3 | 3 | 0 | 3 | 3 | 3 | 0 | 0 | 1 | 18 | 6060 | 8530 | 21 | 33.6 | 7 | 15 | 0
AMM-U-2097 | U | Rooftop | C-RAN | 3 | 3 | 0 | 3 | 3 | 3 | 0 | 0 | 1 | 18 | 6060 | 8530 | 21 | 33.6 | 7 | 15 | 0
AMM-U-2098 | U | Monopole / greenfield | C-RAN | 3 | 3 | 0 | 3 | 3 | 3 | 0 | 0 | 1 | 18 | 6060 | 8530 | 21 | 33.6 | 7 | 15 | 0
AMM-U-2099 | U | Monopole / greenfield | C-RAN | 3 | 3 | 0 | 3 | 3 | 3 | 0 | 0 | 1 | 18 | 6060 | 8530 | 21 | 33.6 | 7 | 15 | 0
AMM-U-2100 | U | Monopole / greenfield | C-RAN | 3 | 3 | 0 | 3 | 3 | 3 | 0 | 0 | 1 | 18 | 6060 | 8530 | 21 | 33.6 | 7 | 15 | 0
AMM-U-2101 | U | Monopole / greenfield | C-RAN | 3 | 3 | 0 | 3 | 3 | 3 | 0 | 0 | 1 | 18 | 6060 | 8530 | 21 | 33.6 | 7 | 15 | 0
AMM-U-2102 | U | Monopole / greenfield | C-RAN | 3 | 3 | 0 | 3 | 3 | 3 | 0 | 0 | 1 | 18 | 6060 | 8530 | 21 | 33.6 | 7 | 15 | 0
AMM-U-2103 | U | Monopole / greenfield | C-RAN | 3 | 3 | 0 | 3 | 3 | 3 | 0 | 0 | 1 | 18 | 6060 | 8530 | 21 | 33.6 | 7 | 15 | 0
AMM-U-2104 | U | Monopole / greenfield | C-RAN | 3 | 3 | 0 | 3 | 3 | 3 | 0 | 0 | 1 | 18 | 6060 | 8530 | 21 | 33.6 | 7 | 15 | 0
AMM-U-2105 | U | Rooftop | C-RAN | 3 | 3 | 0 | 3 | 3 | 3 | 0 | 0 | 1 | 18 | 6060 | 8530 | 21 | 33.6 | 7 | 15 | 0
AMM-U-2106 | U | Rooftop | C-RAN | 3 | 3 | 0 | 3 | 3 | 3 | 0 | 0 | 1 | 18 | 6060 | 8530 | 21 | 33.6 | 7 | 15 | 0
AMM-U-2107 | U | Rooftop | C-RAN | 3 | 3 | 0 | 3 | 3 | 3 | 0 | 0 | 1 | 18 | 6060 | 8530 | 21 | 33.6 | 7 | 15 | 0
AMM-U-2108 | U | Rooftop | C-RAN | 3 | 3 | 0 | 3 | 3 | 3 | 0 | 0 | 1 | 18 | 6060 | 8530 | 21 | 33.6 | 7 | 15 | 0
AMM-U-2109 | U | Rooftop | C-RAN | 3 | 3 | 0 | 3 | 3 | 3 | 0 | 0 | 1 | 18 | 6060 | 8530 | 21 | 33.6 | 7 | 15 | 0
AMM-U-2110 | U | Rooftop | C-RAN | 3 | 3 | 0 | 3 | 3 | 3 | 0 | 0 | 1 | 18 | 6060 | 8530 | 21 | 33.6 | 7 | 15 | 0
AMM-U-2111 | U | Rooftop | C-RAN | 3 | 3 | 0 | 3 | 3 | 3 | 0 | 0 | 1 | 18 | 6060 | 8530 | 21 | 33.6 | 7 | 15 | 0
AMM-U-2112 | U | Rooftop | C-RAN | 3 | 3 | 0 | 3 | 3 | 3 | 0 | 0 | 1 | 18 | 6060 | 8530 | 21 | 33.6 | 7 | 15 | 0
AMM-U-2113 | U | Rooftop | C-RAN | 3 | 3 | 0 | 3 | 3 | 3 | 0 | 0 | 1 | 18 | 6060 | 8530 | 21 | 33.6 | 7 | 15 | 0
AMM-U-2114 | U | Rooftop | C-RAN | 3 | 3 | 0 | 3 | 3 | 3 | 0 | 0 | 1 | 18 | 6060 | 8530 | 21 | 33.6 | 7 | 15 | 0
AMM-U-2115 | U | Monopole / greenfield | C-RAN | 3 | 3 | 0 | 3 | 3 | 3 | 0 | 0 | 1 | 18 | 6060 | 8530 | 21 | 33.6 | 7 | 15 | 0
AMM-U-2116 | U | Monopole / greenfield | C-RAN | 3 | 3 | 0 | 3 | 3 | 3 | 0 | 0 | 1 | 18 | 6060 | 8530 | 21 | 33.6 | 7 | 15 | 0
AMM-U-2117 | U | Monopole / greenfield | C-RAN | 3 | 3 | 0 | 3 | 3 | 3 | 0 | 0 | 1 | 18 | 6060 | 8530 | 21 | 33.6 | 7 | 15 | 0
AMM-U-2118 | U | Monopole / greenfield | C-RAN | 3 | 3 | 0 | 3 | 3 | 3 | 0 | 0 | 1 | 18 | 6060 | 8530 | 21 | 33.6 | 7 | 15 | 0
AMM-U-2119 | U | Monopole / greenfield | C-RAN | 3 | 3 | 0 | 3 | 3 | 3 | 0 | 0 | 1 | 18 | 6060 | 8530 | 21 | 33.6 | 7 | 15 | 0
AMM-U-2120 | U | Rooftop | C-RAN | 3 | 3 | 0 | 3 | 3 | 3 | 0 | 0 | 1 | 18 | 6060 | 8530 | 21 | 33.6 | 7 | 15 | 0
AMM-U-2121 | U | Rooftop | C-RAN | 3 | 3 | 0 | 3 | 3 | 3 | 0 | 0 | 1 | 18 | 6060 | 8530 | 21 | 33.6 | 7 | 15 | 0
AMM-U-2122 | U | Rooftop | C-RAN | 3 | 3 | 0 | 3 | 3 | 3 | 0 | 0 | 1 | 18 | 6060 | 8530 | 21 | 33.6 | 7 | 15 | 0
AMM-U-2123 | U | Rooftop | C-RAN | 3 | 3 | 0 | 3 | 3 | 3 | 0 | 0 | 1 | 18 | 6060 | 8530 | 21 | 33.6 | 7 | 15 | 0
AMM-U-2124 | U | Rooftop | C-RAN | 3 | 3 | 0 | 3 | 3 | 3 | 0 | 0 | 1 | 18 | 6060 | 8530 | 21 | 33.6 | 7 | 15 | 0
AMM-U-2125 | U | Rooftop | C-RAN | 3 | 3 | 0 | 3 | 3 | 3 | 0 | 0 | 1 | 18 | 6060 | 8530 | 21 | 33.6 | 7 | 15 | 0
AMM-U-2126 | U | Rooftop | C-RAN | 3 | 3 | 0 | 3 | 3 | 3 | 0 | 0 | 1 | 18 | 6060 | 8530 | 21 | 33.6 | 7 | 15 | 0
AMM-U-2127 | U | Rooftop | C-RAN | 3 | 3 | 0 | 3 | 3 | 3 | 0 | 0 | 1 | 18 | 6060 | 8530 | 21 | 33.6 | 7 | 15 | 0
AMM-U-2128 | U | Rooftop | C-RAN | 3 | 3 | 0 | 3 | 3 | 3 | 0 | 0 | 1 | 18 | 6060 | 8530 | 21 | 33.6 | 7 | 15 | 0
AMM-U-2129 | U | Monopole / greenfield | C-RAN | 3 | 3 | 0 | 3 | 3 | 3 | 0 | 0 | 1 | 18 | 6060 | 8530 | 21 | 33.6 | 7 | 15 | 0
AMM-U-2130 | U | Monopole / greenfield | C-RAN | 3 | 3 | 0 | 3 | 3 | 3 | 0 | 0 | 1 | 18 | 6060 | 8530 | 21 | 33.6 | 7 | 15 | 0
AMM-U-2131 | U | Monopole / greenfield | C-RAN | 3 | 3 | 0 | 3 | 3 | 3 | 0 | 0 | 1 | 18 | 6060 | 8530 | 21 | 33.6 | 7 | 15 | 0
AMM-U-2132 | U | Monopole / greenfield | C-RAN | 3 | 3 | 0 | 3 | 3 | 3 | 0 | 0 | 1 | 18 | 6060 | 8530 | 21 | 33.6 | 7 | 15 | 0
AMM-U-2133 | U | Monopole / greenfield | C-RAN | 3 | 3 | 0 | 3 | 3 | 3 | 0 | 0 | 1 | 18 | 6060 | 8530 | 21 | 33.6 | 7 | 15 | 0
AMM-U-2134 | U | Monopole / greenfield | C-RAN | 3 | 3 | 0 | 3 | 3 | 3 | 0 | 0 | 1 | 18 | 6060 | 8530 | 21 | 33.6 | 7 | 15 | 0
AMM-U-2135 | U | Monopole / greenfield | C-RAN | 3 | 3 | 0 | 3 | 3 | 3 | 0 | 0 | 1 | 18 | 6060 | 8530 | 21 | 33.6 | 7 | 15 | 0
AMM-U-2136 | U | Rooftop | C-RAN | 3 | 3 | 0 | 3 | 3 | 3 | 0 | 0 | 1 | 18 | 6060 | 8530 | 21 | 33.6 | 7 | 15 | 0
AMM-U-2137 | U | Rooftop | C-RAN | 3 | 3 | 0 | 3 | 3 | 3 | 0 | 0 | 1 | 18 | 6060 | 8530 | 21 | 33.6 | 7 | 15 | 0
AMM-U-2138 | U | Rooftop | C-RAN | 3 | 3 | 0 | 3 | 3 | 3 | 0 | 0 | 1 | 18 | 6060 | 8530 | 21 | 33.6 | 7 | 15 | 0
AMM-U-2139 | U | Rooftop | C-RAN | 3 | 3 | 0 | 3 | 3 | 3 | 0 | 0 | 1 | 18 | 6060 | 8530 | 21 | 33.6 | 7 | 15 | 0
AMM-U-2140 | U | Rooftop | C-RAN | 3 | 3 | 0 | 3 | 3 | 3 | 0 | 0 | 1 | 18 | 6060 | 8530 | 21 | 33.6 | 7 | 15 | 0
AMM-U-2141 | U | Rooftop | C-RAN | 3 | 3 | 0 | 3 | 3 | 3 | 0 | 0 | 1 | 18 | 6060 | 8530 | 21 | 33.6 | 7 | 15 | 0
AMM-U-2142 | U | Rooftop | C-RAN | 3 | 3 | 0 | 3 | 3 | 3 | 0 | 0 | 1 | 18 | 6060 | 8530 | 21 | 33.6 | 7 | 15 | 0
AMM-U-2143 | U | Monopole / greenfield | C-RAN | 3 | 3 | 0 | 3 | 3 | 3 | 0 | 0 | 1 | 18 | 6060 | 8530 | 21 | 33.6 | 7 | 15 | 0
AMM-U-2144 | U | Monopole / greenfield | C-RAN | 3 | 3 | 0 | 3 | 3 | 3 | 0 | 0 | 1 | 18 | 6060 | 8530 | 21 | 33.6 | 7 | 15 | 0
AMM-U-2145 | U | Monopole / greenfield | C-RAN | 3 | 3 | 0 | 3 | 3 | 3 | 0 | 0 | 1 | 18 | 6060 | 8530 | 21 | 33.6 | 7 | 15 | 0
AMM-U-2146 | U | Monopole / greenfield | C-RAN | 3 | 3 | 0 | 3 | 3 | 3 | 0 | 0 | 1 | 18 | 6060 | 8530 | 21 | 33.6 | 7 | 15 | 0
AMM-U-2147 | U | Monopole / greenfield | C-RAN | 3 | 3 | 0 | 3 | 3 | 3 | 0 | 0 | 1 | 18 | 6060 | 8530 | 21 | 33.6 | 7 | 15 | 0
AMM-U-2148 | U | Monopole / greenfield | C-RAN | 3 | 3 | 0 | 3 | 3 | 3 | 0 | 0 | 1 | 18 | 6060 | 8530 | 21 | 33.6 | 7 | 15 | 0
AMM-U-2149 | U | Rooftop | C-RAN | 3 | 3 | 0 | 3 | 3 | 3 | 0 | 0 | 1 | 18 | 6060 | 8530 | 21 | 33.6 | 7 | 15 | 0
AMM-U-2150 | U | Rooftop | C-RAN | 3 | 3 | 0 | 3 | 3 | 3 | 0 | 0 | 1 | 18 | 6060 | 8530 | 21 | 33.6 | 7 | 15 | 0
AMM-U-2151 | U | Rooftop | C-RAN | 3 | 3 | 0 | 3 | 3 | 3 | 0 | 0 | 1 | 18 | 6060 | 8530 | 21 | 33.6 | 7 | 15 | 0
AMM-U-2152 | U | Rooftop | C-RAN | 3 | 3 | 0 | 3 | 3 | 3 | 0 | 0 | 1 | 18 | 6060 | 8530 | 21 | 33.6 | 7 | 15 | 0
AMM-U-2153 | U | Rooftop | D-RAN | 3 | 3 | 0 | 3 | 3 | 3 | 1 | 1 | 0 | 18 | 6470 | 9100 | 21 | 38.4 | 8 | 15 | 0
AMM-U-2154 | U | Monopole / greenfield | C-RAN | 3 | 3 | 0 | 3 | 3 | 3 | 0 | 0 | 1 | 18 | 6060 | 8530 | 21 | 33.6 | 7 | 15 | 0
AMM-U-2155 | U | Monopole / greenfield | C-RAN | 3 | 3 | 0 | 3 | 3 | 3 | 0 | 0 | 1 | 18 | 6060 | 8530 | 21 | 33.6 | 7 | 15 | 0
AMM-U-2156 | U | Monopole / greenfield | C-RAN | 3 | 3 | 0 | 3 | 3 | 3 | 0 | 0 | 1 | 18 | 6060 | 8530 | 21 | 33.6 | 7 | 15 | 0
AMM-U-2157 | U | Monopole / greenfield | C-RAN | 3 | 3 | 0 | 3 | 3 | 3 | 0 | 0 | 1 | 18 | 6060 | 8530 | 21 | 33.6 | 7 | 15 | 0
AMM-U-2158 | U | Monopole / greenfield | C-RAN | 3 | 3 | 0 | 3 | 3 | 3 | 0 | 0 | 1 | 18 | 6060 | 8530 | 21 | 33.6 | 7 | 15 | 0
AMM-U-2159 | U | Monopole / greenfield | C-RAN | 3 | 3 | 0 | 3 | 3 | 3 | 0 | 0 | 1 | 18 | 6060 | 8530 | 21 | 33.6 | 7 | 15 | 0
AMM-U-2160 | U | Rooftop | C-RAN | 3 | 3 | 0 | 3 | 3 | 3 | 0 | 0 | 1 | 18 | 6060 | 8530 | 21 | 33.6 | 7 | 15 | 0
AMM-U-2161 | U | Rooftop | C-RAN | 3 | 3 | 0 | 3 | 3 | 3 | 0 | 0 | 1 | 18 | 6060 | 8530 | 21 | 33.6 | 7 | 15 | 0
AMM-U-2162 | U | Rooftop | D-RAN | 3 | 3 | 0 | 3 | 3 | 3 | 1 | 1 | 0 | 18 | 6470 | 9100 | 21 | 38.4 | 8 | 15 | 0
AMM-U-2163 | U | Monopole / greenfield | C-RAN | 3 | 3 | 0 | 3 | 3 | 3 | 0 | 0 | 1 | 18 | 6060 | 8530 | 21 | 33.6 | 7 | 15 | 0
AMM-U-2164 | U | Monopole / greenfield | C-RAN | 3 | 3 | 0 | 3 | 3 | 3 | 0 | 0 | 1 | 18 | 6060 | 8530 | 21 | 33.6 | 7 | 15 | 0
AMM-U-2165 | U | Monopole / greenfield | C-RAN | 3 | 3 | 0 | 3 | 3 | 3 | 0 | 0 | 1 | 18 | 6060 | 8530 | 21 | 33.6 | 7 | 15 | 0
AMM-U-2166 | U | Monopole / greenfield | C-RAN | 3 | 3 | 0 | 3 | 3 | 3 | 0 | 0 | 1 | 18 | 6060 | 8530 | 21 | 33.6 | 7 | 15 | 0
AMM-U-2167 | U | Monopole / greenfield | C-RAN | 3 | 3 | 0 | 3 | 3 | 3 | 0 | 0 | 1 | 18 | 6060 | 8530 | 21 | 33.6 | 7 | 15 | 0
AMM-U-2168 | U | Monopole / greenfield | C-RAN | 3 | 3 | 0 | 3 | 3 | 3 | 0 | 0 | 1 | 18 | 6060 | 8530 | 21 | 33.6 | 7 | 15 | 0
JER-U-0001 | U | Monopole / greenfield | C-RAN | 3 | 3 | 0 | 3 | 3 | 3 | 0 | 0 | 1 | 18 | 6060 | 8530 | 21 | 33.6 | 7 | 15 | 0
JER-U-0002 | U | Monopole / greenfield | C-RAN | 3 | 3 | 0 | 3 | 3 | 3 | 0 | 0 | 1 | 18 | 6060 | 8530 | 21 | 33.6 | 7 | 15 | 0
JER-U-0003 | U | Monopole / greenfield | C-RAN | 3 | 3 | 0 | 3 | 3 | 3 | 0 | 0 | 1 | 18 | 6060 | 8530 | 21 | 33.6 | 7 | 15 | 0
JER-U-0004 | U | Monopole / greenfield | C-RAN | 3 | 3 | 0 | 3 | 3 | 3 | 0 | 0 | 1 | 18 | 6060 | 8530 | 21 | 33.6 | 7 | 15 | 0
JER-U-0005 | U | Monopole / greenfield | C-RAN | 3 | 3 | 0 | 3 | 3 | 3 | 0 | 0 | 1 | 18 | 6060 | 8530 | 21 | 33.6 | 7 | 15 | 0
JER-U-0006 | U | Monopole / greenfield | C-RAN | 3 | 3 | 0 | 3 | 3 | 3 | 0 | 0 | 1 | 18 | 6060 | 8530 | 21 | 33.6 | 7 | 15 | 0
JER-U-0007 | U | Monopole / greenfield | C-RAN | 3 | 3 | 0 | 3 | 3 | 3 | 0 | 0 | 1 | 18 | 6060 | 8530 | 21 | 33.6 | 7 | 15 | 0
JER-U-0008 | U | Monopole / greenfield | C-RAN | 3 | 3 | 0 | 3 | 3 | 3 | 0 | 0 | 1 | 18 | 6060 | 8530 | 21 | 33.6 | 7 | 15 | 0
JER-U-0009 | U | Rooftop | C-RAN | 3 | 3 | 0 | 3 | 3 | 3 | 0 | 0 | 1 | 18 | 6060 | 8530 | 21 | 33.6 | 7 | 15 | 0
JER-U-0010 | U | Monopole / greenfield | C-RAN | 3 | 3 | 0 | 3 | 3 | 3 | 0 | 0 | 1 | 18 | 6060 | 8530 | 21 | 33.6 | 7 | 15 | 0
JER-U-0011 | U | Monopole / greenfield | C-RAN | 3 | 3 | 0 | 3 | 3 | 3 | 0 | 0 | 1 | 18 | 6060 | 8530 | 21 | 33.6 | 7 | 15 | 0
JER-U-0012 | U | Rooftop | C-RAN | 3 | 3 | 0 | 3 | 3 | 3 | 0 | 0 | 1 | 18 | 6060 | 8530 | 21 | 33.6 | 7 | 15 | 0
JER-U-0013 | U | Rooftop | C-RAN | 3 | 3 | 0 | 3 | 3 | 3 | 0 | 0 | 1 | 18 | 6060 | 8530 | 21 | 33.6 | 7 | 15 | 0
JER-U-0014 | U | Monopole / greenfield | C-RAN | 3 | 3 | 0 | 3 | 3 | 3 | 0 | 0 | 1 | 18 | 6060 | 8530 | 21 | 33.6 | 7 | 15 | 0
JER-U-0015 | U | Rooftop | C-RAN | 3 | 3 | 0 | 3 | 3 | 3 | 0 | 0 | 1 | 18 | 6060 | 8530 | 21 | 33.6 | 7 | 15 | 0
JER-U-0016 | U | Rooftop | C-RAN | 3 | 3 | 0 | 3 | 3 | 3 | 0 | 0 | 1 | 18 | 6060 | 8530 | 21 | 33.6 | 7 | 15 | 0
JER-U-0017 | U | Rooftop | C-RAN | 3 | 3 | 0 | 3 | 3 | 3 | 0 | 0 | 1 | 18 | 6060 | 8530 | 21 | 33.6 | 7 | 15 | 0
JER-U-0018 | U | Monopole / greenfield | C-RAN | 3 | 3 | 0 | 3 | 3 | 3 | 0 | 0 | 1 | 18 | 6060 | 8530 | 21 | 33.6 | 7 | 15 | 0
JER-U-0019 | U | Monopole / greenfield | C-RAN | 3 | 3 | 0 | 3 | 3 | 3 | 0 | 0 | 1 | 18 | 6060 | 8530 | 21 | 33.6 | 7 | 15 | 0
JER-U-0020 | U | Monopole / greenfield | C-RAN | 3 | 3 | 0 | 3 | 3 | 3 | 0 | 0 | 1 | 18 | 6060 | 8530 | 21 | 33.6 | 7 | 15 | 0
JER-U-0021 | U | Rooftop | C-RAN | 3 | 3 | 0 | 3 | 3 | 3 | 0 | 0 | 1 | 18 | 6060 | 8530 | 21 | 33.6 | 7 | 15 | 0
JER-U-0022 | U | Rooftop | C-RAN | 3 | 3 | 0 | 3 | 3 | 3 | 0 | 0 | 1 | 18 | 6060 | 8530 | 21 | 33.6 | 7 | 15 | 0
JER-U-0023 | U | Rooftop | C-RAN | 3 | 3 | 0 | 3 | 3 | 3 | 0 | 0 | 1 | 18 | 6060 | 8530 | 21 | 33.6 | 7 | 15 | 0
JER-U-0024 | U | Rooftop | C-RAN | 3 | 3 | 0 | 3 | 3 | 3 | 0 | 0 | 1 | 18 | 6060 | 8530 | 21 | 33.6 | 7 | 15 | 0
JER-U-0025 | U | Rooftop | C-RAN | 3 | 3 | 0 | 3 | 3 | 3 | 0 | 0 | 1 | 18 | 6060 | 8530 | 21 | 33.6 | 7 | 15 | 0
JER-U-0026 | U | Rooftop | C-RAN | 3 | 3 | 0 | 3 | 3 | 3 | 0 | 0 | 1 | 18 | 6060 | 8530 | 21 | 33.6 | 7 | 15 | 0
JER-U-0027 | U | Monopole / greenfield | C-RAN | 3 | 3 | 0 | 3 | 3 | 3 | 0 | 0 | 1 | 18 | 6060 | 8530 | 21 | 33.6 | 7 | 15 | 0
JER-U-0028 | U | Rooftop | C-RAN | 3 | 3 | 0 | 3 | 3 | 3 | 0 | 0 | 1 | 18 | 6060 | 8530 | 21 | 33.6 | 7 | 15 | 0
JER-U-0029 | U | Rooftop | C-RAN | 3 | 3 | 0 | 3 | 3 | 3 | 0 | 0 | 1 | 18 | 6060 | 8530 | 21 | 33.6 | 7 | 15 | 0
JER-U-0030 | U | Rooftop | C-RAN | 3 | 3 | 0 | 3 | 3 | 3 | 0 | 0 | 1 | 18 | 6060 | 8530 | 21 | 33.6 | 7 | 15 | 0
JER-U-0031 | U | Rooftop | C-RAN | 3 | 3 | 0 | 3 | 3 | 3 | 0 | 0 | 1 | 18 | 6060 | 8530 | 21 | 33.6 | 7 | 15 | 0
JER-U-0032 | U | Rooftop | C-RAN | 3 | 3 | 0 | 3 | 3 | 3 | 0 | 0 | 1 | 18 | 6060 | 8530 | 21 | 33.6 | 7 | 15 | 0
JER-U-0033 | U | Rooftop | C-RAN | 3 | 3 | 0 | 3 | 3 | 3 | 0 | 0 | 1 | 18 | 6060 | 8530 | 21 | 33.6 | 7 | 15 | 0
JER-U-0034 | U | Monopole / greenfield | C-RAN | 3 | 3 | 0 | 3 | 3 | 3 | 0 | 0 | 1 | 18 | 6060 | 8530 | 21 | 33.6 | 7 | 15 | 0
JER-U-0035 | U | Monopole / greenfield | C-RAN | 3 | 3 | 0 | 3 | 3 | 3 | 0 | 0 | 1 | 18 | 6060 | 8530 | 21 | 33.6 | 7 | 15 | 0
JER-U-0036 | U | Rooftop | C-RAN | 3 | 3 | 0 | 3 | 3 | 3 | 0 | 0 | 1 | 18 | 6060 | 8530 | 21 | 33.6 | 7 | 15 | 0
JER-U-0037 | U | Rooftop | C-RAN | 3 | 3 | 0 | 3 | 3 | 3 | 0 | 0 | 1 | 18 | 6060 | 8530 | 21 | 33.6 | 7 | 15 | 0
JER-U-0038 | U | Monopole / greenfield | C-RAN | 3 | 3 | 0 | 3 | 3 | 3 | 0 | 0 | 1 | 18 | 6060 | 8530 | 21 | 33.6 | 7 | 15 | 0
JER-U-0039 | U | Rooftop | C-RAN | 3 | 3 | 0 | 3 | 3 | 3 | 0 | 0 | 1 | 18 | 6060 | 8530 | 21 | 33.6 | 7 | 15 | 0
JER-U-0040 | U | Rooftop | C-RAN | 3 | 3 | 0 | 3 | 3 | 3 | 0 | 0 | 1 | 18 | 6060 | 8530 | 21 | 33.6 | 7 | 15 | 0
JER-U-0041 | U | Rooftop | C-RAN | 3 | 3 | 0 | 3 | 3 | 3 | 0 | 0 | 1 | 18 | 6060 | 8530 | 21 | 33.6 | 7 | 15 | 0
JER-U-0042 | U | Rooftop | C-RAN | 3 | 3 | 0 | 3 | 3 | 3 | 0 | 0 | 1 | 18 | 6060 | 8530 | 21 | 33.6 | 7 | 15 | 0
JER-U-0043 | U | Monopole / greenfield | C-RAN | 3 | 3 | 0 | 3 | 3 | 3 | 0 | 0 | 1 | 18 | 6060 | 8530 | 21 | 33.6 | 7 | 15 | 0
JER-U-0044 | U | Monopole / greenfield | C-RAN | 3 | 3 | 0 | 3 | 3 | 3 | 0 | 0 | 1 | 18 | 6060 | 8530 | 21 | 33.6 | 7 | 15 | 0
JER-U-0045 | U | Rooftop | C-RAN | 3 | 3 | 0 | 3 | 3 | 3 | 0 | 0 | 1 | 18 | 6060 | 8530 | 21 | 33.6 | 7 | 15 | 0
JER-U-0046 | U | Monopole / greenfield | C-RAN | 3 | 3 | 0 | 3 | 3 | 3 | 0 | 0 | 1 | 18 | 6060 | 8530 | 21 | 33.6 | 7 | 15 | 0
JER-U-0047 | U | Rooftop | C-RAN | 3 | 3 | 0 | 3 | 3 | 3 | 0 | 0 | 1 | 18 | 6060 | 8530 | 21 | 33.6 | 7 | 15 | 0
JER-U-0048 | U | Rooftop | C-RAN | 3 | 3 | 0 | 3 | 3 | 3 | 0 | 0 | 1 | 18 | 6060 | 8530 | 21 | 33.6 | 7 | 15 | 0
JER-U-0049 | U | Rooftop | C-RAN | 3 | 3 | 0 | 3 | 3 | 3 | 0 | 0 | 1 | 18 | 6060 | 8530 | 21 | 33.6 | 7 | 15 | 0
JER-U-0050 | U | Rooftop | C-RAN | 3 | 3 | 0 | 3 | 3 | 3 | 0 | 0 | 1 | 18 | 6060 | 8530 | 21 | 33.6 | 7 | 15 | 0
JER-U-0051 | U | Rooftop | C-RAN | 3 | 3 | 0 | 3 | 3 | 3 | 0 | 0 | 1 | 18 | 6060 | 8530 | 21 | 33.6 | 7 | 15 | 0
JER-U-0052 | U | Monopole / greenfield | C-RAN | 3 | 3 | 0 | 3 | 3 | 3 | 0 | 0 | 1 | 18 | 6060 | 8530 | 21 | 33.6 | 7 | 15 | 0
JER-U-0053 | U | Monopole / greenfield | C-RAN | 3 | 3 | 0 | 3 | 3 | 3 | 0 | 0 | 1 | 18 | 6060 | 8530 | 21 | 33.6 | 7 | 15 | 0
JER-U-0054 | U | Monopole / greenfield | C-RAN | 3 | 3 | 0 | 3 | 3 | 3 | 0 | 0 | 1 | 18 | 6060 | 8530 | 21 | 33.6 | 7 | 15 | 0
JER-U-0055 | U | Monopole / greenfield | C-RAN | 3 | 3 | 0 | 3 | 3 | 3 | 0 | 0 | 1 | 18 | 6060 | 8530 | 21 | 33.6 | 7 | 15 | 0
JER-U-0056 | U | Rooftop | C-RAN | 3 | 3 | 0 | 3 | 3 | 3 | 0 | 0 | 1 | 18 | 6060 | 8530 | 21 | 33.6 | 7 | 15 | 0
JER-U-0057 | U | Rooftop | C-RAN | 3 | 3 | 0 | 3 | 3 | 3 | 0 | 0 | 1 | 18 | 6060 | 8530 | 21 | 33.6 | 7 | 15 | 0
JER-U-0058 | U | Rooftop | C-RAN | 3 | 3 | 0 | 3 | 3 | 3 | 0 | 0 | 1 | 18 | 6060 | 8530 | 21 | 33.6 | 7 | 15 | 0
JER-U-0059 | U | Monopole / greenfield | C-RAN | 3 | 3 | 0 | 3 | 3 | 3 | 0 | 0 | 1 | 18 | 6060 | 8530 | 21 | 33.6 | 7 | 15 | 0
JER-U-0060 | U | Monopole / greenfield | C-RAN | 3 | 3 | 0 | 3 | 3 | 3 | 0 | 0 | 1 | 18 | 6060 | 8530 | 21 | 33.6 | 7 | 15 | 0
JER-U-0061 | U | Monopole / greenfield | C-RAN | 3 | 3 | 0 | 3 | 3 | 3 | 0 | 0 | 1 | 18 | 6060 | 8530 | 21 | 33.6 | 7 | 15 | 0
JER-U-0062 | U | Monopole / greenfield | C-RAN | 3 | 3 | 0 | 3 | 3 | 3 | 0 | 0 | 1 | 18 | 6060 | 8530 | 21 | 33.6 | 7 | 15 | 0
JER-U-0063 | U | Monopole / greenfield | C-RAN | 3 | 3 | 0 | 3 | 3 | 3 | 0 | 0 | 1 | 18 | 6060 | 8530 | 21 | 33.6 | 7 | 15 | 0
JER-U-0064 | U | Monopole / greenfield | C-RAN | 3 | 3 | 0 | 3 | 3 | 3 | 0 | 0 | 1 | 18 | 6060 | 8530 | 21 | 33.6 | 7 | 15 | 0
JER-U-0065 | U | Monopole / greenfield | C-RAN | 3 | 3 | 0 | 3 | 3 | 3 | 0 | 0 | 1 | 18 | 6060 | 8530 | 21 | 33.6 | 7 | 15 | 0
JER-U-0066 | U | Monopole / greenfield | C-RAN | 3 | 3 | 0 | 3 | 3 | 3 | 0 | 0 | 1 | 18 | 6060 | 8530 | 21 | 33.6 | 7 | 15 | 0
JER-U-0067 | U | Monopole / greenfield | C-RAN | 3 | 3 | 0 | 3 | 3 | 3 | 0 | 0 | 1 | 18 | 6060 | 8530 | 21 | 33.6 | 7 | 15 | 0
AJL-U-0001 | U | Monopole / greenfield | C-RAN | 3 | 3 | 0 | 3 | 3 | 3 | 0 | 0 | 1 | 18 | 6060 | 8530 | 21 | 33.6 | 7 | 15 | 0
AJL-U-0002 | U | Monopole / greenfield | C-RAN | 3 | 3 | 0 | 3 | 3 | 3 | 0 | 0 | 1 | 18 | 6060 | 8530 | 21 | 33.6 | 7 | 15 | 0
AJL-U-0003 | U | Monopole / greenfield | C-RAN | 3 | 3 | 0 | 3 | 3 | 3 | 0 | 0 | 1 | 18 | 6060 | 8530 | 21 | 33.6 | 7 | 15 | 0
AJL-U-0004 | U | Monopole / greenfield | D-RAN | 3 | 3 | 0 | 3 | 3 | 3 | 1 | 1 | 0 | 18 | 6470 | 9100 | 21 | 38.4 | 8 | 15 | 0
AJL-U-0005 | U | Monopole / greenfield | C-RAN | 3 | 3 | 0 | 3 | 3 | 3 | 0 | 0 | 1 | 18 | 6060 | 8530 | 21 | 33.6 | 7 | 15 | 0
AJL-U-0006 | U | Monopole / greenfield | C-RAN | 3 | 3 | 0 | 3 | 3 | 3 | 0 | 0 | 1 | 18 | 6060 | 8530 | 21 | 33.6 | 7 | 15 | 0
AJL-U-0007 | U | Monopole / greenfield | C-RAN | 3 | 3 | 0 | 3 | 3 | 3 | 0 | 0 | 1 | 18 | 6060 | 8530 | 21 | 33.6 | 7 | 15 | 0
AJL-U-0008 | U | Monopole / greenfield | C-RAN | 3 | 3 | 0 | 3 | 3 | 3 | 0 | 0 | 1 | 18 | 6060 | 8530 | 21 | 33.6 | 7 | 15 | 0
MAF-U-0001 | U | Monopole / greenfield | C-RAN | 3 | 3 | 0 | 3 | 3 | 3 | 0 | 0 | 1 | 18 | 6060 | 8530 | 21 | 33.6 | 7 | 15 | 0
MAF-U-0002 | U | Monopole / greenfield | C-RAN | 3 | 3 | 0 | 3 | 3 | 3 | 0 | 0 | 1 | 18 | 6060 | 8530 | 21 | 33.6 | 7 | 15 | 0
MAF-U-0003 | U | Monopole / greenfield | C-RAN | 3 | 3 | 0 | 3 | 3 | 3 | 0 | 0 | 1 | 18 | 6060 | 8530 | 21 | 33.6 | 7 | 15 | 0
MAF-U-0004 | U | Monopole / greenfield | C-RAN | 3 | 3 | 0 | 3 | 3 | 3 | 0 | 0 | 1 | 18 | 6060 | 8530 | 21 | 33.6 | 7 | 15 | 0
MAF-U-0005 | U | Monopole / greenfield | C-RAN | 3 | 3 | 0 | 3 | 3 | 3 | 0 | 0 | 1 | 18 | 6060 | 8530 | 21 | 33.6 | 7 | 15 | 0
MAF-U-0006 | U | Monopole / greenfield | C-RAN | 3 | 3 | 0 | 3 | 3 | 3 | 0 | 0 | 1 | 18 | 6060 | 8530 | 21 | 33.6 | 7 | 15 | 0
AJL-U-0009 | U | Monopole / greenfield | D-RAN | 3 | 3 | 0 | 3 | 3 | 3 | 1 | 1 | 0 | 18 | 6470 | 9100 | 21 | 38.4 | 8 | 15 | 0
AJL-U-0010 | U | Rooftop | D-RAN | 3 | 3 | 0 | 3 | 3 | 3 | 1 | 1 | 0 | 18 | 6470 | 9100 | 21 | 38.4 | 8 | 15 | 0
AJL-U-0011 | U | Rooftop | C-RAN | 3 | 3 | 0 | 3 | 3 | 3 | 0 | 0 | 1 | 18 | 6060 | 8530 | 21 | 33.6 | 7 | 15 | 0
AJL-U-0012 | U | Rooftop | C-RAN | 3 | 3 | 0 | 3 | 3 | 3 | 0 | 0 | 1 | 18 | 6060 | 8530 | 21 | 33.6 | 7 | 15 | 0
AJL-U-0013 | U | Monopole / greenfield | C-RAN | 3 | 3 | 0 | 3 | 3 | 3 | 0 | 0 | 1 | 18 | 6060 | 8530 | 21 | 33.6 | 7 | 15 | 0
AJL-U-0014 | U | Monopole / greenfield | C-RAN | 3 | 3 | 0 | 3 | 3 | 3 | 0 | 0 | 1 | 18 | 6060 | 8530 | 21 | 33.6 | 7 | 15 | 0
MAF-U-0007 | U | Monopole / greenfield | C-RAN | 3 | 3 | 0 | 3 | 3 | 3 | 0 | 0 | 1 | 18 | 6060 | 8530 | 21 | 33.6 | 7 | 15 | 0
MAF-U-0008 | U | Monopole / greenfield | C-RAN | 3 | 3 | 0 | 3 | 3 | 3 | 0 | 0 | 1 | 18 | 6060 | 8530 | 21 | 33.6 | 7 | 15 | 0
MAF-U-0009 | U | Monopole / greenfield | C-RAN | 3 | 3 | 0 | 3 | 3 | 3 | 0 | 0 | 1 | 18 | 6060 | 8530 | 21 | 33.6 | 7 | 15 | 0
MAF-U-0010 | U | Rooftop | C-RAN | 3 | 3 | 0 | 3 | 3 | 3 | 0 | 0 | 1 | 18 | 6060 | 8530 | 21 | 33.6 | 7 | 15 | 0
MAF-U-0011 | U | Rooftop | C-RAN | 3 | 3 | 0 | 3 | 3 | 3 | 0 | 0 | 1 | 18 | 6060 | 8530 | 21 | 33.6 | 7 | 15 | 0
MAF-U-0012 | U | Rooftop | C-RAN | 3 | 3 | 0 | 3 | 3 | 3 | 0 | 0 | 1 | 18 | 6060 | 8530 | 21 | 33.6 | 7 | 15 | 0
MAF-U-0013 | U | Monopole / greenfield | C-RAN | 3 | 3 | 0 | 3 | 3 | 3 | 0 | 0 | 1 | 18 | 6060 | 8530 | 21 | 33.6 | 7 | 15 | 0
MAF-U-0014 | U | Monopole / greenfield | C-RAN | 3 | 3 | 0 | 3 | 3 | 3 | 0 | 0 | 1 | 18 | 6060 | 8530 | 21 | 33.6 | 7 | 15 | 0
MAF-U-0015 | U | Monopole / greenfield | C-RAN | 3 | 3 | 0 | 3 | 3 | 3 | 0 | 0 | 1 | 18 | 6060 | 8530 | 21 | 33.6 | 7 | 15 | 0
AJL-U-0015 | U | Monopole / greenfield | D-RAN | 3 | 3 | 0 | 3 | 3 | 3 | 1 | 1 | 0 | 18 | 6470 | 9100 | 21 | 38.4 | 8 | 15 | 0
AJL-U-0016 | U | Rooftop | D-RAN | 3 | 3 | 0 | 3 | 3 | 3 | 1 | 1 | 0 | 18 | 6470 | 9100 | 21 | 38.4 | 8 | 15 | 0
AJL-U-0017 | U | Rooftop | D-RAN | 3 | 3 | 0 | 3 | 3 | 3 | 1 | 1 | 0 | 18 | 6470 | 9100 | 21 | 38.4 | 8 | 15 | 0
AJL-U-0018 | U | Rooftop | C-RAN | 3 | 3 | 0 | 3 | 3 | 3 | 0 | 0 | 1 | 18 | 6060 | 8530 | 21 | 33.6 | 7 | 15 | 0
AJL-U-0019 | U | Rooftop | C-RAN | 3 | 3 | 0 | 3 | 3 | 3 | 0 | 0 | 1 | 18 | 6060 | 8530 | 21 | 33.6 | 7 | 15 | 0
AJL-U-0020 | U | Rooftop | C-RAN | 3 | 3 | 0 | 3 | 3 | 3 | 0 | 0 | 1 | 18 | 6060 | 8530 | 21 | 33.6 | 7 | 15 | 0
AJL-U-0021 | U | Monopole / greenfield | C-RAN | 3 | 3 | 0 | 3 | 3 | 3 | 0 | 0 | 1 | 18 | 6060 | 8530 | 21 | 33.6 | 7 | 15 | 0
MAF-U-0016 | U | Monopole / greenfield | C-RAN | 3 | 3 | 0 | 3 | 3 | 3 | 0 | 0 | 1 | 18 | 6060 | 8530 | 21 | 33.6 | 7 | 15 | 0
MAF-U-0017 | U | Monopole / greenfield | C-RAN | 3 | 3 | 0 | 3 | 3 | 3 | 0 | 0 | 1 | 18 | 6060 | 8530 | 21 | 33.6 | 7 | 15 | 0
MAF-U-0018 | U | Monopole / greenfield | C-RAN | 3 | 3 | 0 | 3 | 3 | 3 | 0 | 0 | 1 | 18 | 6060 | 8530 | 21 | 33.6 | 7 | 15 | 0
MAF-U-0019 | U | Monopole / greenfield | C-RAN | 3 | 3 | 0 | 3 | 3 | 3 | 0 | 0 | 1 | 18 | 6060 | 8530 | 21 | 33.6 | 7 | 15 | 0
MAF-U-0020 | U | Rooftop | C-RAN | 3 | 3 | 0 | 3 | 3 | 3 | 0 | 0 | 1 | 18 | 6060 | 8530 | 21 | 33.6 | 7 | 15 | 0
MAF-U-0021 | U | Monopole / greenfield | C-RAN | 3 | 3 | 0 | 3 | 3 | 3 | 0 | 0 | 1 | 18 | 6060 | 8530 | 21 | 33.6 | 7 | 15 | 0
MAF-U-0022 | U | Monopole / greenfield | C-RAN | 3 | 3 | 0 | 3 | 3 | 3 | 0 | 0 | 1 | 18 | 6060 | 8530 | 21 | 33.6 | 7 | 15 | 0
MAF-U-0023 | U | Monopole / greenfield | C-RAN | 3 | 3 | 0 | 3 | 3 | 3 | 0 | 0 | 1 | 18 | 6060 | 8530 | 21 | 33.6 | 7 | 15 | 0
MAF-U-0024 | U | Monopole / greenfield | C-RAN | 3 | 3 | 0 | 3 | 3 | 3 | 0 | 0 | 1 | 18 | 6060 | 8530 | 21 | 33.6 | 7 | 15 | 0
MAF-U-0025 | U | Monopole / greenfield | C-RAN | 3 | 3 | 0 | 3 | 3 | 3 | 0 | 0 | 1 | 18 | 6060 | 8530 | 21 | 33.6 | 7 | 15 | 0
MAF-U-0026 | U | Monopole / greenfield | C-RAN | 3 | 3 | 0 | 3 | 3 | 3 | 0 | 0 | 1 | 18 | 6060 | 8530 | 21 | 33.6 | 7 | 15 | 0
AJL-U-0022 | U | Monopole / greenfield | D-RAN | 3 | 3 | 0 | 3 | 3 | 3 | 1 | 1 | 0 | 18 | 6470 | 9100 | 21 | 38.4 | 8 | 15 | 0
AJL-U-0023 | U | Monopole / greenfield | D-RAN | 3 | 3 | 0 | 3 | 3 | 3 | 1 | 1 | 0 | 18 | 6470 | 9100 | 21 | 38.4 | 8 | 15 | 0
AJL-U-0024 | U | Monopole / greenfield | D-RAN | 3 | 3 | 0 | 3 | 3 | 3 | 1 | 1 | 0 | 18 | 6470 | 9100 | 21 | 38.4 | 8 | 15 | 0
AJL-U-0025 | U | Rooftop | D-RAN | 3 | 3 | 0 | 3 | 3 | 3 | 1 | 1 | 0 | 18 | 6470 | 9100 | 21 | 38.4 | 8 | 15 | 0
AJL-U-0026 | U | Rooftop | D-RAN | 3 | 3 | 0 | 3 | 3 | 3 | 1 | 1 | 0 | 18 | 6470 | 9100 | 21 | 38.4 | 8 | 15 | 0
AJL-U-0027 | U | Rooftop | D-RAN | 3 | 3 | 0 | 3 | 3 | 3 | 1 | 1 | 0 | 18 | 6470 | 9100 | 21 | 38.4 | 8 | 15 | 0
AJL-U-0028 | U | Rooftop | D-RAN | 3 | 3 | 0 | 3 | 3 | 3 | 1 | 1 | 0 | 18 | 6470 | 9100 | 21 | 38.4 | 8 | 15 | 0
MAF-U-0027 | U | Monopole / greenfield | C-RAN | 3 | 3 | 0 | 3 | 3 | 3 | 0 | 0 | 1 | 18 | 6060 | 8530 | 21 | 33.6 | 7 | 15 | 0
MAF-U-0028 | U | Monopole / greenfield | C-RAN | 3 | 3 | 0 | 3 | 3 | 3 | 0 | 0 | 1 | 18 | 6060 | 8530 | 21 | 33.6 | 7 | 15 | 0
MAF-U-0029 | U | Monopole / greenfield | C-RAN | 3 | 3 | 0 | 3 | 3 | 3 | 0 | 0 | 1 | 18 | 6060 | 8530 | 21 | 33.6 | 7 | 15 | 0
MAF-U-0030 | U | Monopole / greenfield | C-RAN | 3 | 3 | 0 | 3 | 3 | 3 | 0 | 0 | 1 | 18 | 6060 | 8530 | 21 | 33.6 | 7 | 15 | 0
MAF-U-0031 | U | Rooftop | C-RAN | 3 | 3 | 0 | 3 | 3 | 3 | 0 | 0 | 1 | 18 | 6060 | 8530 | 21 | 33.6 | 7 | 15 | 0
MAF-U-0032 | U | Rooftop | C-RAN | 3 | 3 | 0 | 3 | 3 | 3 | 0 | 0 | 1 | 18 | 6060 | 8530 | 21 | 33.6 | 7 | 15 | 0
MAF-U-0033 | U | Rooftop | C-RAN | 3 | 3 | 0 | 3 | 3 | 3 | 0 | 0 | 1 | 18 | 6060 | 8530 | 21 | 33.6 | 7 | 15 | 0
MAF-U-0034 | U | Monopole / greenfield | C-RAN | 3 | 3 | 0 | 3 | 3 | 3 | 0 | 0 | 1 | 18 | 6060 | 8530 | 21 | 33.6 | 7 | 15 | 0
MAF-U-0035 | U | Monopole / greenfield | C-RAN | 3 | 3 | 0 | 3 | 3 | 3 | 0 | 0 | 1 | 18 | 6060 | 8530 | 21 | 33.6 | 7 | 15 | 0
MAF-U-0036 | U | Monopole / greenfield | C-RAN | 3 | 3 | 0 | 3 | 3 | 3 | 0 | 0 | 1 | 18 | 6060 | 8530 | 21 | 33.6 | 7 | 15 | 0
MAF-U-0037 | U | Monopole / greenfield | C-RAN | 3 | 3 | 0 | 3 | 3 | 3 | 0 | 0 | 1 | 18 | 6060 | 8530 | 21 | 33.6 | 7 | 15 | 0
MAF-U-0038 | U | Monopole / greenfield | C-RAN | 3 | 3 | 0 | 3 | 3 | 3 | 0 | 0 | 1 | 18 | 6060 | 8530 | 21 | 33.6 | 7 | 15 | 0
AJL-U-0029 | U | Monopole / greenfield | D-RAN | 3 | 3 | 0 | 3 | 3 | 3 | 1 | 1 | 0 | 18 | 6470 | 9100 | 21 | 38.4 | 8 | 15 | 0
AJL-U-0030 | U | Monopole / greenfield | D-RAN | 3 | 3 | 0 | 3 | 3 | 3 | 1 | 1 | 0 | 18 | 6470 | 9100 | 21 | 38.4 | 8 | 15 | 0
AJL-U-0031 | U | Monopole / greenfield | D-RAN | 3 | 3 | 0 | 3 | 3 | 3 | 1 | 1 | 0 | 18 | 6470 | 9100 | 21 | 38.4 | 8 | 15 | 0
AJL-U-0032 | U | Rooftop | D-RAN | 3 | 3 | 0 | 3 | 3 | 3 | 1 | 1 | 0 | 18 | 6470 | 9100 | 21 | 38.4 | 8 | 15 | 0
AJL-U-0033 | U | Rooftop | D-RAN | 3 | 3 | 0 | 3 | 3 | 3 | 1 | 1 | 0 | 18 | 6470 | 9100 | 21 | 38.4 | 8 | 15 | 0
AJL-U-0034 | U | Monopole / greenfield | D-RAN | 3 | 3 | 0 | 3 | 3 | 3 | 1 | 1 | 0 | 18 | 6470 | 9100 | 21 | 38.4 | 8 | 15 | 0
MAF-U-0039 | U | Monopole / greenfield | C-RAN | 3 | 3 | 0 | 3 | 3 | 3 | 0 | 0 | 1 | 18 | 6060 | 8530 | 21 | 33.6 | 7 | 15 | 0
MAF-U-0040 | U | Monopole / greenfield | C-RAN | 3 | 3 | 0 | 3 | 3 | 3 | 0 | 0 | 1 | 18 | 6060 | 8530 | 21 | 33.6 | 7 | 15 | 0
MAF-U-0041 | U | Monopole / greenfield | C-RAN | 3 | 3 | 0 | 3 | 3 | 3 | 0 | 0 | 1 | 18 | 6060 | 8530 | 21 | 33.6 | 7 | 15 | 0
MAF-U-0042 | U | Rooftop | C-RAN | 3 | 3 | 0 | 3 | 3 | 3 | 0 | 0 | 1 | 18 | 6060 | 8530 | 21 | 33.6 | 7 | 15 | 0
MAF-U-0043 | U | Rooftop | C-RAN | 3 | 3 | 0 | 3 | 3 | 3 | 0 | 0 | 1 | 18 | 6060 | 8530 | 21 | 33.6 | 7 | 15 | 0
MAF-U-0044 | U | Rooftop | C-RAN | 3 | 3 | 0 | 3 | 3 | 3 | 0 | 0 | 1 | 18 | 6060 | 8530 | 21 | 33.6 | 7 | 15 | 0
MAF-U-0045 | U | Rooftop | C-RAN | 3 | 3 | 0 | 3 | 3 | 3 | 0 | 0 | 1 | 18 | 6060 | 8530 | 21 | 33.6 | 7 | 15 | 0
MAF-U-0046 | U | Monopole / greenfield | C-RAN | 3 | 3 | 0 | 3 | 3 | 3 | 0 | 0 | 1 | 18 | 6060 | 8530 | 21 | 33.6 | 7 | 15 | 0
MAF-U-0047 | U | Monopole / greenfield | C-RAN | 3 | 3 | 0 | 3 | 3 | 3 | 0 | 0 | 1 | 18 | 6060 | 8530 | 21 | 33.6 | 7 | 15 | 0
MAF-U-0048 | U | Monopole / greenfield | C-RAN | 3 | 3 | 0 | 3 | 3 | 3 | 0 | 0 | 1 | 18 | 6060 | 8530 | 21 | 33.6 | 7 | 15 | 0
MAF-U-0049 | U | Monopole / greenfield | C-RAN | 3 | 3 | 0 | 3 | 3 | 3 | 0 | 0 | 1 | 18 | 6060 | 8530 | 21 | 33.6 | 7 | 15 | 0
MAF-U-0050 | U | Monopole / greenfield | C-RAN | 3 | 3 | 0 | 3 | 3 | 3 | 0 | 0 | 1 | 18 | 6060 | 8530 | 21 | 33.6 | 7 | 15 | 0
AJL-U-0035 | U | Monopole / greenfield | D-RAN | 3 | 3 | 0 | 3 | 3 | 3 | 1 | 1 | 0 | 18 | 6470 | 9100 | 21 | 38.4 | 8 | 15 | 0
AJL-U-0036 | U | Monopole / greenfield | D-RAN | 3 | 3 | 0 | 3 | 3 | 3 | 1 | 1 | 0 | 18 | 6470 | 9100 | 21 | 38.4 | 8 | 15 | 0
AJL-U-0037 | U | Monopole / greenfield | D-RAN | 3 | 3 | 0 | 3 | 3 | 3 | 1 | 1 | 0 | 18 | 6470 | 9100 | 21 | 38.4 | 8 | 15 | 0
MAF-U-0051 | U | Monopole / greenfield | C-RAN | 3 | 3 | 0 | 3 | 3 | 3 | 0 | 0 | 1 | 18 | 6060 | 8530 | 21 | 33.6 | 7 | 15 | 0
MAF-U-0052 | U | Monopole / greenfield | C-RAN | 3 | 3 | 0 | 3 | 3 | 3 | 0 | 0 | 1 | 18 | 6060 | 8530 | 21 | 33.6 | 7 | 15 | 0
MAF-U-0053 | U | Monopole / greenfield | C-RAN | 3 | 3 | 0 | 3 | 3 | 3 | 0 | 0 | 1 | 18 | 6060 | 8530 | 21 | 33.6 | 7 | 15 | 0
MAF-U-0054 | U | Rooftop | C-RAN | 3 | 3 | 0 | 3 | 3 | 3 | 0 | 0 | 1 | 18 | 6060 | 8530 | 21 | 33.6 | 7 | 15 | 0
MAF-U-0055 | U | Rooftop | C-RAN | 3 | 3 | 0 | 3 | 3 | 3 | 0 | 0 | 1 | 18 | 6060 | 8530 | 21 | 33.6 | 7 | 15 | 0
MAF-U-0056 | U | Rooftop | C-RAN | 3 | 3 | 0 | 3 | 3 | 3 | 0 | 0 | 1 | 18 | 6060 | 8530 | 21 | 33.6 | 7 | 15 | 0
MAF-U-0057 | U | Rooftop | C-RAN | 3 | 3 | 0 | 3 | 3 | 3 | 0 | 0 | 1 | 18 | 6060 | 8530 | 21 | 33.6 | 7 | 15 | 0
MAF-U-0058 | U | Rooftop | C-RAN | 3 | 3 | 0 | 3 | 3 | 3 | 0 | 0 | 1 | 18 | 6060 | 8530 | 21 | 33.6 | 7 | 15 | 0
MAF-U-0059 | U | Monopole / greenfield | C-RAN | 3 | 3 | 0 | 3 | 3 | 3 | 0 | 0 | 1 | 18 | 6060 | 8530 | 21 | 33.6 | 7 | 15 | 0
MAF-U-0060 | U | Monopole / greenfield | C-RAN | 3 | 3 | 0 | 3 | 3 | 3 | 0 | 0 | 1 | 18 | 6060 | 8530 | 21 | 33.6 | 7 | 15 | 0
MAF-U-0061 | U | Monopole / greenfield | C-RAN | 3 | 3 | 0 | 3 | 3 | 3 | 0 | 0 | 1 | 18 | 6060 | 8530 | 21 | 33.6 | 7 | 15 | 0
MAF-U-0062 | U | Monopole / greenfield | C-RAN | 3 | 3 | 0 | 3 | 3 | 3 | 0 | 0 | 1 | 18 | 6060 | 8530 | 21 | 33.6 | 7 | 15 | 0
AJL-U-0038 | U | Monopole / greenfield | D-RAN | 3 | 3 | 0 | 3 | 3 | 3 | 1 | 1 | 0 | 18 | 6470 | 9100 | 21 | 38.4 | 8 | 15 | 0
AJL-U-0039 | U | Monopole / greenfield | D-RAN | 3 | 3 | 0 | 3 | 3 | 3 | 1 | 1 | 0 | 18 | 6470 | 9100 | 21 | 38.4 | 8 | 15 | 0
AJL-U-0040 | U | Monopole / greenfield | D-RAN | 3 | 3 | 0 | 3 | 3 | 3 | 1 | 1 | 0 | 18 | 6470 | 9100 | 21 | 38.4 | 8 | 15 | 0
MAF-U-0063 | U | Monopole / greenfield | C-RAN | 3 | 3 | 0 | 3 | 3 | 3 | 0 | 0 | 1 | 18 | 6060 | 8530 | 21 | 33.6 | 7 | 15 | 0
MAF-U-0064 | U | Monopole / greenfield | C-RAN | 3 | 3 | 0 | 3 | 3 | 3 | 0 | 0 | 1 | 18 | 6060 | 8530 | 21 | 33.6 | 7 | 15 | 0
MAF-U-0065 | U | Rooftop | C-RAN | 3 | 3 | 0 | 3 | 3 | 3 | 0 | 0 | 1 | 18 | 6060 | 8530 | 21 | 33.6 | 7 | 15 | 0
MAF-U-0066 | U | Rooftop | C-RAN | 3 | 3 | 0 | 3 | 3 | 3 | 0 | 0 | 1 | 18 | 6060 | 8530 | 21 | 33.6 | 7 | 15 | 0
MAF-U-0067 | U | Rooftop | C-RAN | 3 | 3 | 0 | 3 | 3 | 3 | 0 | 0 | 1 | 18 | 6060 | 8530 | 21 | 33.6 | 7 | 15 | 0
MAF-U-0068 | U | Rooftop | C-RAN | 3 | 3 | 0 | 3 | 3 | 3 | 0 | 0 | 1 | 18 | 6060 | 8530 | 21 | 33.6 | 7 | 15 | 0
MAF-U-0069 | U | Rooftop | C-RAN | 3 | 3 | 0 | 3 | 3 | 3 | 0 | 0 | 1 | 18 | 6060 | 8530 | 21 | 33.6 | 7 | 15 | 0
MAF-U-0070 | U | Rooftop | C-RAN | 3 | 3 | 0 | 3 | 3 | 3 | 0 | 0 | 1 | 18 | 6060 | 8530 | 21 | 33.6 | 7 | 15 | 0
MAF-U-0071 | U | Monopole / greenfield | C-RAN | 3 | 3 | 0 | 3 | 3 | 3 | 0 | 0 | 1 | 18 | 6060 | 8530 | 21 | 33.6 | 7 | 15 | 0
MAF-U-0072 | U | Monopole / greenfield | C-RAN | 3 | 3 | 0 | 3 | 3 | 3 | 0 | 0 | 1 | 18 | 6060 | 8530 | 21 | 33.6 | 7 | 15 | 0
MAF-U-0073 | U | Monopole / greenfield | C-RAN | 3 | 3 | 0 | 3 | 3 | 3 | 0 | 0 | 1 | 18 | 6060 | 8530 | 21 | 33.6 | 7 | 15 | 0
MAF-U-0074 | U | Monopole / greenfield | C-RAN | 3 | 3 | 0 | 3 | 3 | 3 | 0 | 0 | 1 | 18 | 6060 | 8530 | 21 | 33.6 | 7 | 15 | 0
MAF-U-0075 | U | Monopole / greenfield | C-RAN | 3 | 3 | 0 | 3 | 3 | 3 | 0 | 0 | 1 | 18 | 6060 | 8530 | 21 | 33.6 | 7 | 15 | 0
MAF-U-0076 | U | Monopole / greenfield | C-RAN | 3 | 3 | 0 | 3 | 3 | 3 | 0 | 0 | 1 | 18 | 6060 | 8530 | 21 | 33.6 | 7 | 15 | 0
MAF-U-0077 | U | Monopole / greenfield | C-RAN | 3 | 3 | 0 | 3 | 3 | 3 | 0 | 0 | 1 | 18 | 6060 | 8530 | 21 | 33.6 | 7 | 15 | 0
MAF-U-0078 | U | Monopole / greenfield | C-RAN | 3 | 3 | 0 | 3 | 3 | 3 | 0 | 0 | 1 | 18 | 6060 | 8530 | 21 | 33.6 | 7 | 15 | 0
MAF-U-0079 | U | Rooftop | C-RAN | 3 | 3 | 0 | 3 | 3 | 3 | 0 | 0 | 1 | 18 | 6060 | 8530 | 21 | 33.6 | 7 | 15 | 0
MAF-U-0080 | U | Rooftop | C-RAN | 3 | 3 | 0 | 3 | 3 | 3 | 0 | 0 | 1 | 18 | 6060 | 8530 | 21 | 33.6 | 7 | 15 | 0
MAF-U-0081 | U | Rooftop | C-RAN | 3 | 3 | 0 | 3 | 3 | 3 | 0 | 0 | 1 | 18 | 6060 | 8530 | 21 | 33.6 | 7 | 15 | 0
MAF-U-0082 | U | Rooftop | C-RAN | 3 | 3 | 0 | 3 | 3 | 3 | 0 | 0 | 1 | 18 | 6060 | 8530 | 21 | 33.6 | 7 | 15 | 0
MAF-U-0083 | U | Rooftop | C-RAN | 3 | 3 | 0 | 3 | 3 | 3 | 0 | 0 | 1 | 18 | 6060 | 8530 | 21 | 33.6 | 7 | 15 | 0
MAF-U-0084 | U | Monopole / greenfield | C-RAN | 3 | 3 | 0 | 3 | 3 | 3 | 0 | 0 | 1 | 18 | 6060 | 8530 | 21 | 33.6 | 7 | 15 | 0
MAF-U-0085 | U | Monopole / greenfield | C-RAN | 3 | 3 | 0 | 3 | 3 | 3 | 0 | 0 | 1 | 18 | 6060 | 8530 | 21 | 33.6 | 7 | 15 | 0
MAF-U-0086 | U | Monopole / greenfield | C-RAN | 3 | 3 | 0 | 3 | 3 | 3 | 0 | 0 | 1 | 18 | 6060 | 8530 | 21 | 33.6 | 7 | 15 | 0
MAF-U-0087 | U | Monopole / greenfield | C-RAN | 3 | 3 | 0 | 3 | 3 | 3 | 0 | 0 | 1 | 18 | 6060 | 8530 | 21 | 33.6 | 7 | 15 | 0
MAF-U-0088 | U | Monopole / greenfield | C-RAN | 3 | 3 | 0 | 3 | 3 | 3 | 0 | 0 | 1 | 18 | 6060 | 8530 | 21 | 33.6 | 7 | 15 | 0
MAF-U-0089 | U | Monopole / greenfield | C-RAN | 3 | 3 | 0 | 3 | 3 | 3 | 0 | 0 | 1 | 18 | 6060 | 8530 | 21 | 33.6 | 7 | 15 | 0
MAF-U-0090 | U | Monopole / greenfield | C-RAN | 3 | 3 | 0 | 3 | 3 | 3 | 0 | 0 | 1 | 18 | 6060 | 8530 | 21 | 33.6 | 7 | 15 | 0
MAF-U-0091 | U | Monopole / greenfield | C-RAN | 3 | 3 | 0 | 3 | 3 | 3 | 0 | 0 | 1 | 18 | 6060 | 8530 | 21 | 33.6 | 7 | 15 | 0
MAF-U-0092 | U | Monopole / greenfield | C-RAN | 3 | 3 | 0 | 3 | 3 | 3 | 0 | 0 | 1 | 18 | 6060 | 8530 | 21 | 33.6 | 7 | 15 | 0
MAF-U-0093 | U | Monopole / greenfield | C-RAN | 3 | 3 | 0 | 3 | 3 | 3 | 0 | 0 | 1 | 18 | 6060 | 8530 | 21 | 33.6 | 7 | 15 | 0
MAF-U-0094 | U | Monopole / greenfield | C-RAN | 3 | 3 | 0 | 3 | 3 | 3 | 0 | 0 | 1 | 18 | 6060 | 8530 | 21 | 33.6 | 7 | 15 | 0
MAF-U-0095 | U | Monopole / greenfield | C-RAN | 3 | 3 | 0 | 3 | 3 | 3 | 0 | 0 | 1 | 18 | 6060 | 8530 | 21 | 33.6 | 7 | 15 | 0
MAF-U-0096 | U | Monopole / greenfield | C-RAN | 3 | 3 | 0 | 3 | 3 | 3 | 0 | 0 | 1 | 18 | 6060 | 8530 | 21 | 33.6 | 7 | 15 | 0
MAF-U-0097 | U | Monopole / greenfield | C-RAN | 3 | 3 | 0 | 3 | 3 | 3 | 0 | 0 | 1 | 18 | 6060 | 8530 | 21 | 33.6 | 7 | 15 | 0
MAF-U-0098 | U | Monopole / greenfield | C-RAN | 3 | 3 | 0 | 3 | 3 | 3 | 0 | 0 | 1 | 18 | 6060 | 8530 | 21 | 33.6 | 7 | 15 | 0
MAF-U-0099 | U | Monopole / greenfield | C-RAN | 3 | 3 | 0 | 3 | 3 | 3 | 0 | 0 | 1 | 18 | 6060 | 8530 | 21 | 33.6 | 7 | 15 | 0
MAF-U-0100 | U | Monopole / greenfield | C-RAN | 3 | 3 | 0 | 3 | 3 | 3 | 0 | 0 | 1 | 18 | 6060 | 8530 | 21 | 33.6 | 7 | 15 | 0
MAF-U-0101 | U | Monopole / greenfield | C-RAN | 3 | 3 | 0 | 3 | 3 | 3 | 0 | 0 | 1 | 18 | 6060 | 8530 | 21 | 33.6 | 7 | 15 | 0
MAF-U-0102 | U | Monopole / greenfield | C-RAN | 3 | 3 | 0 | 3 | 3 | 3 | 0 | 0 | 1 | 18 | 6060 | 8530 | 21 | 33.6 | 7 | 15 | 0
MAF-U-0103 | U | Monopole / greenfield | C-RAN | 3 | 3 | 0 | 3 | 3 | 3 | 0 | 0 | 1 | 18 | 6060 | 8530 | 21 | 33.6 | 7 | 15 | 0
MAF-U-0104 | U | Monopole / greenfield | C-RAN | 3 | 3 | 0 | 3 | 3 | 3 | 0 | 0 | 1 | 18 | 6060 | 8530 | 21 | 33.6 | 7 | 15 | 0
MAF-U-0105 | U | Monopole / greenfield | C-RAN | 3 | 3 | 0 | 3 | 3 | 3 | 0 | 0 | 1 | 18 | 6060 | 8530 | 21 | 33.6 | 7 | 15 | 0
MAF-U-0106 | U | Monopole / greenfield | C-RAN | 3 | 3 | 0 | 3 | 3 | 3 | 0 | 0 | 1 | 18 | 6060 | 8530 | 21 | 33.6 | 7 | 15 | 0
MAF-U-0107 | U | Monopole / greenfield | C-RAN | 3 | 3 | 0 | 3 | 3 | 3 | 0 | 0 | 1 | 18 | 6060 | 8530 | 21 | 33.6 | 7 | 15 | 0
MAF-U-0108 | U | Monopole / greenfield | C-RAN | 3 | 3 | 0 | 3 | 3 | 3 | 0 | 0 | 1 | 18 | 6060 | 8530 | 21 | 33.6 | 7 | 15 | 0
MAF-U-0109 | U | Monopole / greenfield | C-RAN | 3 | 3 | 0 | 3 | 3 | 3 | 0 | 0 | 1 | 18 | 6060 | 8530 | 21 | 33.6 | 7 | 15 | 0
MAF-U-0110 | U | Monopole / greenfield | C-RAN | 3 | 3 | 0 | 3 | 3 | 3 | 0 | 0 | 1 | 18 | 6060 | 8530 | 21 | 33.6 | 7 | 15 | 0
MAF-U-0111 | U | Monopole / greenfield | C-RAN | 3 | 3 | 0 | 3 | 3 | 3 | 0 | 0 | 1 | 18 | 6060 | 8530 | 21 | 33.6 | 7 | 15 | 0
MAF-U-0112 | U | Monopole / greenfield | C-RAN | 3 | 3 | 0 | 3 | 3 | 3 | 0 | 0 | 1 | 18 | 6060 | 8530 | 21 | 33.6 | 7 | 15 | 0
MAF-U-0113 | U | Monopole / greenfield | C-RAN | 3 | 3 | 0 | 3 | 3 | 3 | 0 | 0 | 1 | 18 | 6060 | 8530 | 21 | 33.6 | 7 | 15 | 0
MAF-U-0114 | U | Monopole / greenfield | C-RAN | 3 | 3 | 0 | 3 | 3 | 3 | 0 | 0 | 1 | 18 | 6060 | 8530 | 21 | 33.6 | 7 | 15 | 0
MAF-U-0115 | U | Monopole / greenfield | C-RAN | 3 | 3 | 0 | 3 | 3 | 3 | 0 | 0 | 1 | 18 | 6060 | 8530 | 21 | 33.6 | 7 | 15 | 0
MAF-U-0116 | U | Monopole / greenfield | C-RAN | 3 | 3 | 0 | 3 | 3 | 3 | 0 | 0 | 1 | 18 | 6060 | 8530 | 21 | 33.6 | 7 | 15 | 0
MAF-U-0117 | U | Monopole / greenfield | C-RAN | 3 | 3 | 0 | 3 | 3 | 3 | 0 | 0 | 1 | 18 | 6060 | 8530 | 21 | 33.6 | 7 | 15 | 0
MAF-U-0118 | U | Monopole / greenfield | C-RAN | 3 | 3 | 0 | 3 | 3 | 3 | 0 | 0 | 1 | 18 | 6060 | 8530 | 21 | 33.6 | 7 | 15 | 0
MAF-U-0119 | U | Monopole / greenfield | C-RAN | 3 | 3 | 0 | 3 | 3 | 3 | 0 | 0 | 1 | 18 | 6060 | 8530 | 21 | 33.6 | 7 | 15 | 0
MAF-U-0120 | U | Monopole / greenfield | C-RAN | 3 | 3 | 0 | 3 | 3 | 3 | 0 | 0 | 1 | 18 | 6060 | 8530 | 21 | 33.6 | 7 | 15 | 0
IRB-U-0061 | U | Monopole / greenfield | C-RAN | 3 | 3 | 0 | 3 | 3 | 3 | 0 | 0 | 1 | 18 | 6060 | 8530 | 21 | 33.6 | 7 | 15 | 0
IRB-U-0062 | U | Rooftop | C-RAN | 3 | 3 | 0 | 3 | 3 | 3 | 0 | 0 | 1 | 18 | 6060 | 8530 | 21 | 33.6 | 7 | 15 | 0
IRB-U-0063 | U | Rooftop | C-RAN | 3 | 3 | 0 | 3 | 3 | 3 | 0 | 0 | 1 | 18 | 6060 | 8530 | 21 | 33.6 | 7 | 15 | 0
IRB-U-0064 | U | Monopole / greenfield | C-RAN | 3 | 3 | 0 | 3 | 3 | 3 | 0 | 0 | 1 | 18 | 6060 | 8530 | 21 | 33.6 | 7 | 15 | 0
IRB-U-0065 | U | Monopole / greenfield | C-RAN | 3 | 3 | 0 | 3 | 3 | 3 | 0 | 0 | 1 | 18 | 6060 | 8530 | 21 | 33.6 | 7 | 15 | 0
IRB-U-0066 | U | Monopole / greenfield | C-RAN | 3 | 3 | 0 | 3 | 3 | 3 | 0 | 0 | 1 | 18 | 6060 | 8530 | 21 | 33.6 | 7 | 15 | 0
IRB-U-0067 | U | Monopole / greenfield | C-RAN | 3 | 3 | 0 | 3 | 3 | 3 | 0 | 0 | 1 | 18 | 6060 | 8530 | 21 | 33.6 | 7 | 15 | 0
IRB-U-0068 | U | Monopole / greenfield | C-RAN | 3 | 3 | 0 | 3 | 3 | 3 | 0 | 0 | 1 | 18 | 6060 | 8530 | 21 | 33.6 | 7 | 15 | 0
IRB-U-0069 | U | Monopole / greenfield | C-RAN | 3 | 3 | 0 | 3 | 3 | 3 | 0 | 0 | 1 | 18 | 6060 | 8530 | 21 | 33.6 | 7 | 15 | 0
IRB-U-0070 | U | Rooftop | C-RAN | 3 | 3 | 0 | 3 | 3 | 3 | 0 | 0 | 1 | 18 | 6060 | 8530 | 21 | 33.6 | 7 | 15 | 0
IRB-U-0071 | U | Rooftop | C-RAN | 3 | 3 | 0 | 3 | 3 | 3 | 0 | 0 | 1 | 18 | 6060 | 8530 | 21 | 33.6 | 7 | 15 | 0
IRB-U-0072 | U | Monopole / greenfield | C-RAN | 3 | 3 | 0 | 3 | 3 | 3 | 0 | 0 | 1 | 18 | 6060 | 8530 | 21 | 33.6 | 7 | 15 | 0
IRB-U-0073 | U | Monopole / greenfield | C-RAN | 3 | 3 | 0 | 3 | 3 | 3 | 0 | 0 | 1 | 18 | 6060 | 8530 | 21 | 33.6 | 7 | 15 | 0
IRB-U-0074 | U | Monopole / greenfield | C-RAN | 3 | 3 | 0 | 3 | 3 | 3 | 0 | 0 | 1 | 18 | 6060 | 8530 | 21 | 33.6 | 7 | 15 | 0
IRB-U-0075 | U | Monopole / greenfield | D-RAN | 3 | 3 | 0 | 3 | 3 | 3 | 1 | 1 | 0 | 18 | 6470 | 9100 | 21 | 38.4 | 8 | 15 | 0
IRB-U-0076 | U | Monopole / greenfield | C-RAN | 3 | 3 | 0 | 3 | 3 | 3 | 0 | 0 | 1 | 18 | 6060 | 8530 | 21 | 33.6 | 7 | 15 | 0
IRB-U-0077 | U | Monopole / greenfield | C-RAN | 3 | 3 | 0 | 3 | 3 | 3 | 0 | 0 | 1 | 18 | 6060 | 8530 | 21 | 33.6 | 7 | 15 | 0
IRB-U-0078 | U | Monopole / greenfield | C-RAN | 3 | 3 | 0 | 3 | 3 | 3 | 0 | 0 | 1 | 18 | 6060 | 8530 | 21 | 33.6 | 7 | 15 | 0
IRB-U-0079 | U | Monopole / greenfield | C-RAN | 3 | 3 | 0 | 3 | 3 | 3 | 0 | 0 | 1 | 18 | 6060 | 8530 | 21 | 33.6 | 7 | 15 | 0
IRB-U-0080 | U | Monopole / greenfield | C-RAN | 3 | 3 | 0 | 3 | 3 | 3 | 0 | 0 | 1 | 18 | 6060 | 8530 | 21 | 33.6 | 7 | 15 | 0
IRB-U-0081 | U | Rooftop | C-RAN | 3 | 3 | 0 | 3 | 3 | 3 | 0 | 0 | 1 | 18 | 6060 | 8530 | 21 | 33.6 | 7 | 15 | 0
IRB-U-0082 | U | Rooftop | C-RAN | 3 | 3 | 0 | 3 | 3 | 3 | 0 | 0 | 1 | 18 | 6060 | 8530 | 21 | 33.6 | 7 | 15 | 0
IRB-U-0083 | U | Rooftop | C-RAN | 3 | 3 | 0 | 3 | 3 | 3 | 0 | 0 | 1 | 18 | 6060 | 8530 | 21 | 33.6 | 7 | 15 | 0
IRB-U-0084 | U | Monopole / greenfield | C-RAN | 3 | 3 | 0 | 3 | 3 | 3 | 0 | 0 | 1 | 18 | 6060 | 8530 | 21 | 33.6 | 7 | 15 | 0
IRB-U-0085 | U | Monopole / greenfield | C-RAN | 3 | 3 | 0 | 3 | 3 | 3 | 0 | 0 | 1 | 18 | 6060 | 8530 | 21 | 33.6 | 7 | 15 | 0
IRB-U-0086 | U | Monopole / greenfield | C-RAN | 3 | 3 | 0 | 3 | 3 | 3 | 0 | 0 | 1 | 18 | 6060 | 8530 | 21 | 33.6 | 7 | 15 | 0
IRB-U-0087 | U | Monopole / greenfield | C-RAN | 3 | 3 | 0 | 3 | 3 | 3 | 0 | 0 | 1 | 18 | 6060 | 8530 | 21 | 33.6 | 7 | 15 | 0
IRB-U-0088 | U | Monopole / greenfield | C-RAN | 3 | 3 | 0 | 3 | 3 | 3 | 0 | 0 | 1 | 18 | 6060 | 8530 | 21 | 33.6 | 7 | 15 | 0
IRB-U-0089 | U | Monopole / greenfield | C-RAN | 3 | 3 | 0 | 3 | 3 | 3 | 0 | 0 | 1 | 18 | 6060 | 8530 | 21 | 33.6 | 7 | 15 | 0
IRB-U-0090 | U | Monopole / greenfield | C-RAN | 3 | 3 | 0 | 3 | 3 | 3 | 0 | 0 | 1 | 18 | 6060 | 8530 | 21 | 33.6 | 7 | 15 | 0
IRB-U-0091 | U | Monopole / greenfield | C-RAN | 3 | 3 | 0 | 3 | 3 | 3 | 0 | 0 | 1 | 18 | 6060 | 8530 | 21 | 33.6 | 7 | 15 | 0
IRB-U-0092 | U | Monopole / greenfield | C-RAN | 3 | 3 | 0 | 3 | 3 | 3 | 0 | 0 | 1 | 18 | 6060 | 8530 | 21 | 33.6 | 7 | 15 | 0
IRB-U-0093 | U | Monopole / greenfield | C-RAN | 3 | 3 | 0 | 3 | 3 | 3 | 0 | 0 | 1 | 18 | 6060 | 8530 | 21 | 33.6 | 7 | 15 | 0
IRB-U-0094 | U | Monopole / greenfield | C-RAN | 3 | 3 | 0 | 3 | 3 | 3 | 0 | 0 | 1 | 18 | 6060 | 8530 | 21 | 33.6 | 7 | 15 | 0
IRB-U-0095 | U | Monopole / greenfield | C-RAN | 3 | 3 | 0 | 3 | 3 | 3 | 0 | 0 | 1 | 18 | 6060 | 8530 | 21 | 33.6 | 7 | 15 | 0
IRB-U-0096 | U | Rooftop | C-RAN | 3 | 3 | 0 | 3 | 3 | 3 | 0 | 0 | 1 | 18 | 6060 | 8530 | 21 | 33.6 | 7 | 15 | 0
IRB-U-0097 | U | Rooftop | C-RAN | 3 | 3 | 0 | 3 | 3 | 3 | 0 | 0 | 1 | 18 | 6060 | 8530 | 21 | 33.6 | 7 | 15 | 0
IRB-U-0098 | U | Rooftop | C-RAN | 3 | 3 | 0 | 3 | 3 | 3 | 0 | 0 | 1 | 18 | 6060 | 8530 | 21 | 33.6 | 7 | 15 | 0
IRB-U-0099 | U | Rooftop | C-RAN | 3 | 3 | 0 | 3 | 3 | 3 | 0 | 0 | 1 | 18 | 6060 | 8530 | 21 | 33.6 | 7 | 15 | 0
IRB-U-0100 | U | Monopole / greenfield | C-RAN | 3 | 3 | 0 | 3 | 3 | 3 | 0 | 0 | 1 | 18 | 6060 | 8530 | 21 | 33.6 | 7 | 15 | 0
IRB-U-0101 | U | Monopole / greenfield | C-RAN | 3 | 3 | 0 | 3 | 3 | 3 | 0 | 0 | 1 | 18 | 6060 | 8530 | 21 | 33.6 | 7 | 15 | 0
IRB-U-0102 | U | Monopole / greenfield | C-RAN | 3 | 3 | 0 | 3 | 3 | 3 | 0 | 0 | 1 | 18 | 6060 | 8530 | 21 | 33.6 | 7 | 15 | 0
IRB-U-0103 | U | Monopole / greenfield | C-RAN | 3 | 3 | 0 | 3 | 3 | 3 | 0 | 0 | 1 | 18 | 6060 | 8530 | 21 | 33.6 | 7 | 15 | 0
IRB-U-0104 | U | Monopole / greenfield | C-RAN | 3 | 3 | 0 | 3 | 3 | 3 | 0 | 0 | 1 | 18 | 6060 | 8530 | 21 | 33.6 | 7 | 15 | 0
IRB-U-0105 | U | Monopole / greenfield | C-RAN | 3 | 3 | 0 | 3 | 3 | 3 | 0 | 0 | 1 | 18 | 6060 | 8530 | 21 | 33.6 | 7 | 15 | 0
IRB-U-0106 | U | Monopole / greenfield | C-RAN | 3 | 3 | 0 | 3 | 3 | 3 | 0 | 0 | 1 | 18 | 6060 | 8530 | 21 | 33.6 | 7 | 15 | 0
IRB-U-0107 | U | Monopole / greenfield | C-RAN | 3 | 3 | 0 | 3 | 3 | 3 | 0 | 0 | 1 | 18 | 6060 | 8530 | 21 | 33.6 | 7 | 15 | 0
IRB-U-0108 | U | Monopole / greenfield | C-RAN | 3 | 3 | 0 | 3 | 3 | 3 | 0 | 0 | 1 | 18 | 6060 | 8530 | 21 | 33.6 | 7 | 15 | 0
IRB-U-0109 | U | Monopole / greenfield | C-RAN | 3 | 3 | 0 | 3 | 3 | 3 | 0 | 0 | 1 | 18 | 6060 | 8530 | 21 | 33.6 | 7 | 15 | 0
IRB-U-0110 | U | Monopole / greenfield | C-RAN | 3 | 3 | 0 | 3 | 3 | 3 | 0 | 0 | 1 | 18 | 6060 | 8530 | 21 | 33.6 | 7 | 15 | 0
IRB-U-0111 | U | Monopole / greenfield | C-RAN | 3 | 3 | 0 | 3 | 3 | 3 | 0 | 0 | 1 | 18 | 6060 | 8530 | 21 | 33.6 | 7 | 15 | 0
IRB-U-0112 | U | Monopole / greenfield | C-RAN | 3 | 3 | 0 | 3 | 3 | 3 | 0 | 0 | 1 | 18 | 6060 | 8530 | 21 | 33.6 | 7 | 15 | 0
IRB-U-0113 | U | Rooftop | C-RAN | 3 | 3 | 0 | 3 | 3 | 3 | 0 | 0 | 1 | 18 | 6060 | 8530 | 21 | 33.6 | 7 | 15 | 0
IRB-U-0114 | U | Rooftop | C-RAN | 3 | 3 | 0 | 3 | 3 | 3 | 0 | 0 | 1 | 18 | 6060 | 8530 | 21 | 33.6 | 7 | 15 | 0
IRB-U-0115 | U | Rooftop | C-RAN | 3 | 3 | 0 | 3 | 3 | 3 | 0 | 0 | 1 | 18 | 6060 | 8530 | 21 | 33.6 | 7 | 15 | 0
IRB-U-0116 | U | Rooftop | C-RAN | 3 | 3 | 0 | 3 | 3 | 3 | 0 | 0 | 1 | 18 | 6060 | 8530 | 21 | 33.6 | 7 | 15 | 0
IRB-U-0117 | U | Rooftop | C-RAN | 3 | 3 | 0 | 3 | 3 | 3 | 0 | 0 | 1 | 18 | 6060 | 8530 | 21 | 33.6 | 7 | 15 | 0
IRB-U-0118 | U | Monopole / greenfield | C-RAN | 3 | 3 | 0 | 3 | 3 | 3 | 0 | 0 | 1 | 18 | 6060 | 8530 | 21 | 33.6 | 7 | 15 | 0
IRB-U-0119 | U | Monopole / greenfield | C-RAN | 3 | 3 | 0 | 3 | 3 | 3 | 0 | 0 | 1 | 18 | 6060 | 8530 | 21 | 33.6 | 7 | 15 | 0
IRB-U-0120 | U | Monopole / greenfield | C-RAN | 3 | 3 | 0 | 3 | 3 | 3 | 0 | 0 | 1 | 18 | 6060 | 8530 | 21 | 33.6 | 7 | 15 | 0
IRB-U-0121 | U | Monopole / greenfield | C-RAN | 3 | 3 | 0 | 3 | 3 | 3 | 0 | 0 | 1 | 18 | 6060 | 8530 | 21 | 33.6 | 7 | 15 | 0
IRB-U-0122 | U | Monopole / greenfield | C-RAN | 3 | 3 | 0 | 3 | 3 | 3 | 0 | 0 | 1 | 18 | 6060 | 8530 | 21 | 33.6 | 7 | 15 | 0
IRB-U-0123 | U | Monopole / greenfield | C-RAN | 3 | 3 | 0 | 3 | 3 | 3 | 0 | 0 | 1 | 18 | 6060 | 8530 | 21 | 33.6 | 7 | 15 | 0
IRB-U-0124 | U | Monopole / greenfield | C-RAN | 3 | 3 | 0 | 3 | 3 | 3 | 0 | 0 | 1 | 18 | 6060 | 8530 | 21 | 33.6 | 7 | 15 | 0
IRB-U-0125 | U | Monopole / greenfield | D-RAN | 3 | 3 | 0 | 3 | 3 | 3 | 1 | 1 | 0 | 18 | 6470 | 9100 | 21 | 38.4 | 8 | 15 | 0
IRB-U-0126 | U | Monopole / greenfield | C-RAN | 3 | 3 | 0 | 3 | 3 | 3 | 0 | 0 | 1 | 18 | 6060 | 8530 | 21 | 33.6 | 7 | 15 | 0
IRB-U-0127 | U | Monopole / greenfield | C-RAN | 3 | 3 | 0 | 3 | 3 | 3 | 0 | 0 | 1 | 18 | 6060 | 8530 | 21 | 33.6 | 7 | 15 | 0
IRB-U-0128 | U | Monopole / greenfield | C-RAN | 3 | 3 | 0 | 3 | 3 | 3 | 0 | 0 | 1 | 18 | 6060 | 8530 | 21 | 33.6 | 7 | 15 | 0
IRB-U-0129 | U | Monopole / greenfield | C-RAN | 3 | 3 | 0 | 3 | 3 | 3 | 0 | 0 | 1 | 18 | 6060 | 8530 | 21 | 33.6 | 7 | 15 | 0
IRB-U-0130 | U | Rooftop | C-RAN | 3 | 3 | 0 | 3 | 3 | 3 | 0 | 0 | 1 | 18 | 6060 | 8530 | 21 | 33.6 | 7 | 15 | 0
IRB-U-0131 | U | Rooftop | C-RAN | 3 | 3 | 0 | 3 | 3 | 3 | 0 | 0 | 1 | 18 | 6060 | 8530 | 21 | 33.6 | 7 | 15 | 0
IRB-U-0132 | U | Rooftop | C-RAN | 3 | 3 | 0 | 3 | 3 | 3 | 0 | 0 | 1 | 18 | 6060 | 8530 | 21 | 33.6 | 7 | 15 | 0
IRB-U-0133 | U | Rooftop | C-RAN | 3 | 3 | 0 | 3 | 3 | 3 | 0 | 0 | 1 | 18 | 6060 | 8530 | 21 | 33.6 | 7 | 15 | 0
IRB-U-0134 | U | Rooftop | C-RAN | 3 | 3 | 0 | 3 | 3 | 3 | 0 | 0 | 1 | 18 | 6060 | 8530 | 21 | 33.6 | 7 | 15 | 0
IRB-U-0135 | U | Rooftop | C-RAN | 3 | 3 | 0 | 3 | 3 | 3 | 0 | 0 | 1 | 18 | 6060 | 8530 | 21 | 33.6 | 7 | 15 | 0
IRB-U-0136 | U | Rooftop | C-RAN | 3 | 3 | 0 | 3 | 3 | 3 | 0 | 0 | 1 | 18 | 6060 | 8530 | 21 | 33.6 | 7 | 15 | 0
IRB-U-0137 | U | Monopole / greenfield | C-RAN | 3 | 3 | 0 | 3 | 3 | 3 | 0 | 0 | 1 | 18 | 6060 | 8530 | 21 | 33.6 | 7 | 15 | 0
IRB-U-0138 | U | Monopole / greenfield | C-RAN | 3 | 3 | 0 | 3 | 3 | 3 | 0 | 0 | 1 | 18 | 6060 | 8530 | 21 | 33.6 | 7 | 15 | 0
IRB-U-0139 | U | Monopole / greenfield | C-RAN | 3 | 3 | 0 | 3 | 3 | 3 | 0 | 0 | 1 | 18 | 6060 | 8530 | 21 | 33.6 | 7 | 15 | 0
IRB-U-0140 | U | Monopole / greenfield | C-RAN | 3 | 3 | 0 | 3 | 3 | 3 | 0 | 0 | 1 | 18 | 6060 | 8530 | 21 | 33.6 | 7 | 15 | 0
IRB-U-0141 | U | Monopole / greenfield | C-RAN | 3 | 3 | 0 | 3 | 3 | 3 | 0 | 0 | 1 | 18 | 6060 | 8530 | 21 | 33.6 | 7 | 15 | 0
IRB-U-0142 | U | Monopole / greenfield | C-RAN | 3 | 3 | 0 | 3 | 3 | 3 | 0 | 0 | 1 | 18 | 6060 | 8530 | 21 | 33.6 | 7 | 15 | 0
IRB-U-0143 | U | Monopole / greenfield | C-RAN | 3 | 3 | 0 | 3 | 3 | 3 | 0 | 0 | 1 | 18 | 6060 | 8530 | 21 | 33.6 | 7 | 15 | 0
IRB-U-0144 | U | Monopole / greenfield | D-RAN | 3 | 3 | 0 | 3 | 3 | 3 | 1 | 1 | 0 | 18 | 6470 | 9100 | 21 | 38.4 | 8 | 15 | 0
IRB-U-0145 | U | Monopole / greenfield | C-RAN | 3 | 3 | 0 | 3 | 3 | 3 | 0 | 0 | 1 | 18 | 6060 | 8530 | 21 | 33.6 | 7 | 15 | 0
IRB-U-0146 | U | Monopole / greenfield | C-RAN | 3 | 3 | 0 | 3 | 3 | 3 | 0 | 0 | 1 | 18 | 6060 | 8530 | 21 | 33.6 | 7 | 15 | 0
IRB-U-0147 | U | Monopole / greenfield | C-RAN | 3 | 3 | 0 | 3 | 3 | 3 | 0 | 0 | 1 | 18 | 6060 | 8530 | 21 | 33.6 | 7 | 15 | 0
IRB-U-0148 | U | Monopole / greenfield | C-RAN | 3 | 3 | 0 | 3 | 3 | 3 | 0 | 0 | 1 | 18 | 6060 | 8530 | 21 | 33.6 | 7 | 15 | 0
IRB-U-0149 | U | Rooftop | C-RAN | 3 | 3 | 0 | 3 | 3 | 3 | 0 | 0 | 1 | 18 | 6060 | 8530 | 21 | 33.6 | 7 | 15 | 0
IRB-U-0150 | U | Rooftop | C-RAN | 3 | 3 | 0 | 3 | 3 | 3 | 0 | 0 | 1 | 18 | 6060 | 8530 | 21 | 33.6 | 7 | 15 | 0
IRB-U-0151 | U | Rooftop | C-RAN | 3 | 3 | 0 | 3 | 3 | 3 | 0 | 0 | 1 | 18 | 6060 | 8530 | 21 | 33.6 | 7 | 15 | 0
IRB-U-0152 | U | Rooftop | C-RAN | 3 | 3 | 0 | 3 | 3 | 3 | 0 | 0 | 1 | 18 | 6060 | 8530 | 21 | 33.6 | 7 | 15 | 0
IRB-U-0153 | U | Rooftop | C-RAN | 3 | 3 | 0 | 3 | 3 | 3 | 0 | 0 | 1 | 18 | 6060 | 8530 | 21 | 33.6 | 7 | 15 | 0
IRB-U-0154 | U | Rooftop | C-RAN | 3 | 3 | 0 | 3 | 3 | 3 | 0 | 0 | 1 | 18 | 6060 | 8530 | 21 | 33.6 | 7 | 15 | 0
IRB-U-0155 | U | Rooftop | C-RAN | 3 | 3 | 0 | 3 | 3 | 3 | 0 | 0 | 1 | 18 | 6060 | 8530 | 21 | 33.6 | 7 | 15 | 0
IRB-U-0156 | U | Rooftop | C-RAN | 3 | 3 | 0 | 3 | 3 | 3 | 0 | 0 | 1 | 18 | 6060 | 8530 | 21 | 33.6 | 7 | 15 | 0
IRB-U-0157 | U | Monopole / greenfield | C-RAN | 3 | 3 | 0 | 3 | 3 | 3 | 0 | 0 | 1 | 18 | 6060 | 8530 | 21 | 33.6 | 7 | 15 | 0
IRB-U-0158 | U | Monopole / greenfield | C-RAN | 3 | 3 | 0 | 3 | 3 | 3 | 0 | 0 | 1 | 18 | 6060 | 8530 | 21 | 33.6 | 7 | 15 | 0
IRB-U-0159 | U | Monopole / greenfield | C-RAN | 3 | 3 | 0 | 3 | 3 | 3 | 0 | 0 | 1 | 18 | 6060 | 8530 | 21 | 33.6 | 7 | 15 | 0
IRB-U-0160 | U | Monopole / greenfield | C-RAN | 3 | 3 | 0 | 3 | 3 | 3 | 0 | 0 | 1 | 18 | 6060 | 8530 | 21 | 33.6 | 7 | 15 | 0
IRB-U-0161 | U | Monopole / greenfield | C-RAN | 3 | 3 | 0 | 3 | 3 | 3 | 0 | 0 | 1 | 18 | 6060 | 8530 | 21 | 33.6 | 7 | 15 | 0
IRB-U-0162 | U | Monopole / greenfield | C-RAN | 3 | 3 | 0 | 3 | 3 | 3 | 0 | 0 | 1 | 18 | 6060 | 8530 | 21 | 33.6 | 7 | 15 | 0
IRB-U-0163 | U | Monopole / greenfield | C-RAN | 3 | 3 | 0 | 3 | 3 | 3 | 0 | 0 | 1 | 18 | 6060 | 8530 | 21 | 33.6 | 7 | 15 | 0
IRB-U-0164 | U | Monopole / greenfield | C-RAN | 3 | 3 | 0 | 3 | 3 | 3 | 0 | 0 | 1 | 18 | 6060 | 8530 | 21 | 33.6 | 7 | 15 | 0
IRB-U-0165 | U | Monopole / greenfield | C-RAN | 3 | 3 | 0 | 3 | 3 | 3 | 0 | 0 | 1 | 18 | 6060 | 8530 | 21 | 33.6 | 7 | 15 | 0
IRB-U-0166 | U | Monopole / greenfield | C-RAN | 3 | 3 | 0 | 3 | 3 | 3 | 0 | 0 | 1 | 18 | 6060 | 8530 | 21 | 33.6 | 7 | 15 | 0
IRB-U-0167 | U | Monopole / greenfield | C-RAN | 3 | 3 | 0 | 3 | 3 | 3 | 0 | 0 | 1 | 18 | 6060 | 8530 | 21 | 33.6 | 7 | 15 | 0
IRB-U-0168 | U | Monopole / greenfield | C-RAN | 3 | 3 | 0 | 3 | 3 | 3 | 0 | 0 | 1 | 18 | 6060 | 8530 | 21 | 33.6 | 7 | 15 | 0
IRB-U-0169 | U | Rooftop | C-RAN | 3 | 3 | 0 | 3 | 3 | 3 | 0 | 0 | 1 | 18 | 6060 | 8530 | 21 | 33.6 | 7 | 15 | 0
IRB-U-0170 | U | Rooftop | C-RAN | 3 | 3 | 0 | 3 | 3 | 3 | 0 | 0 | 1 | 18 | 6060 | 8530 | 21 | 33.6 | 7 | 15 | 0
IRB-U-0171 | U | Rooftop | C-RAN | 3 | 3 | 0 | 3 | 3 | 3 | 0 | 0 | 1 | 18 | 6060 | 8530 | 21 | 33.6 | 7 | 15 | 0
IRB-U-0172 | U | Rooftop | C-RAN | 3 | 3 | 0 | 3 | 3 | 3 | 0 | 0 | 1 | 18 | 6060 | 8530 | 21 | 33.6 | 7 | 15 | 0
IRB-U-0173 | U | Rooftop | C-RAN | 3 | 3 | 0 | 3 | 3 | 3 | 0 | 0 | 1 | 18 | 6060 | 8530 | 21 | 33.6 | 7 | 15 | 0
IRB-U-0174 | U | Rooftop | C-RAN | 3 | 3 | 0 | 3 | 3 | 3 | 0 | 0 | 1 | 18 | 6060 | 8530 | 21 | 33.6 | 7 | 15 | 0
IRB-U-0175 | U | Rooftop | C-RAN | 3 | 3 | 0 | 3 | 3 | 3 | 0 | 0 | 1 | 18 | 6060 | 8530 | 21 | 33.6 | 7 | 15 | 0
IRB-U-0176 | U | Rooftop | C-RAN | 3 | 3 | 0 | 3 | 3 | 3 | 0 | 0 | 1 | 18 | 6060 | 8530 | 21 | 33.6 | 7 | 15 | 0
IRB-U-0177 | U | Rooftop | C-RAN | 3 | 3 | 0 | 3 | 3 | 3 | 0 | 0 | 1 | 18 | 6060 | 8530 | 21 | 33.6 | 7 | 15 | 0
IRB-U-0178 | U | Monopole / greenfield | C-RAN | 3 | 3 | 0 | 3 | 3 | 3 | 0 | 0 | 1 | 18 | 6060 | 8530 | 21 | 33.6 | 7 | 15 | 0
IRB-U-0179 | U | Monopole / greenfield | C-RAN | 3 | 3 | 0 | 3 | 3 | 3 | 0 | 0 | 1 | 18 | 6060 | 8530 | 21 | 33.6 | 7 | 15 | 0
IRB-U-0180 | U | Monopole / greenfield | C-RAN | 3 | 3 | 0 | 3 | 3 | 3 | 0 | 0 | 1 | 18 | 6060 | 8530 | 21 | 33.6 | 7 | 15 | 0
IRB-U-0181 | U | Monopole / greenfield | C-RAN | 3 | 3 | 0 | 3 | 3 | 3 | 0 | 0 | 1 | 18 | 6060 | 8530 | 21 | 33.6 | 7 | 15 | 0
IRB-U-0182 | U | Monopole / greenfield | C-RAN | 3 | 3 | 0 | 3 | 3 | 3 | 0 | 0 | 1 | 18 | 6060 | 8530 | 21 | 33.6 | 7 | 15 | 0
IRB-U-0183 | U | Monopole / greenfield | C-RAN | 3 | 3 | 0 | 3 | 3 | 3 | 0 | 0 | 1 | 18 | 6060 | 8530 | 21 | 33.6 | 7 | 15 | 0
IRB-U-0184 | U | Monopole / greenfield | C-RAN | 3 | 3 | 0 | 3 | 3 | 3 | 0 | 0 | 1 | 18 | 6060 | 8530 | 21 | 33.6 | 7 | 15 | 0
IRB-U-0185 | U | Monopole / greenfield | C-RAN | 3 | 3 | 0 | 3 | 3 | 3 | 0 | 0 | 1 | 18 | 6060 | 8530 | 21 | 33.6 | 7 | 15 | 0
IRB-U-0186 | U | Monopole / greenfield | C-RAN | 3 | 3 | 0 | 3 | 3 | 3 | 0 | 0 | 1 | 18 | 6060 | 8530 | 21 | 33.6 | 7 | 15 | 0
IRB-U-0187 | U | Monopole / greenfield | C-RAN | 3 | 3 | 0 | 3 | 3 | 3 | 0 | 0 | 1 | 18 | 6060 | 8530 | 21 | 33.6 | 7 | 15 | 0
IRB-U-0188 | U | Monopole / greenfield | C-RAN | 3 | 3 | 0 | 3 | 3 | 3 | 0 | 0 | 1 | 18 | 6060 | 8530 | 21 | 33.6 | 7 | 15 | 0
IRB-U-0189 | U | Monopole / greenfield | C-RAN | 3 | 3 | 0 | 3 | 3 | 3 | 0 | 0 | 1 | 18 | 6060 | 8530 | 21 | 33.6 | 7 | 15 | 0
IRB-U-0190 | U | Monopole / greenfield | C-RAN | 3 | 3 | 0 | 3 | 3 | 3 | 0 | 0 | 1 | 18 | 6060 | 8530 | 21 | 33.6 | 7 | 15 | 0
IRB-U-0191 | U | Rooftop | C-RAN | 3 | 3 | 0 | 3 | 3 | 3 | 0 | 0 | 1 | 18 | 6060 | 8530 | 21 | 33.6 | 7 | 15 | 0
IRB-U-0192 | U | Rooftop | C-RAN | 3 | 3 | 0 | 3 | 3 | 3 | 0 | 0 | 1 | 18 | 6060 | 8530 | 21 | 33.6 | 7 | 15 | 0
IRB-U-0193 | U | Rooftop | C-RAN | 3 | 3 | 0 | 3 | 3 | 3 | 0 | 0 | 1 | 18 | 6060 | 8530 | 21 | 33.6 | 7 | 15 | 0
IRB-U-0194 | U | Rooftop | C-RAN | 3 | 3 | 0 | 3 | 3 | 3 | 0 | 0 | 1 | 18 | 6060 | 8530 | 21 | 33.6 | 7 | 15 | 0
IRB-U-0195 | U | Rooftop | C-RAN | 3 | 3 | 0 | 3 | 3 | 3 | 0 | 0 | 1 | 18 | 6060 | 8530 | 21 | 33.6 | 7 | 15 | 0
IRB-U-0196 | U | Rooftop | C-RAN | 3 | 3 | 0 | 3 | 3 | 3 | 0 | 0 | 1 | 18 | 6060 | 8530 | 21 | 33.6 | 7 | 15 | 0
IRB-U-0197 | U | Rooftop | C-RAN | 3 | 3 | 0 | 3 | 3 | 3 | 0 | 0 | 1 | 18 | 6060 | 8530 | 21 | 33.6 | 7 | 15 | 0
IRB-U-0198 | U | Rooftop | C-RAN | 3 | 3 | 0 | 3 | 3 | 3 | 0 | 0 | 1 | 18 | 6060 | 8530 | 21 | 33.6 | 7 | 15 | 0
IRB-U-0199 | U | Rooftop | C-RAN | 3 | 3 | 0 | 3 | 3 | 3 | 0 | 0 | 1 | 18 | 6060 | 8530 | 21 | 33.6 | 7 | 15 | 0
IRB-U-0200 | U | Monopole / greenfield | C-RAN | 3 | 3 | 0 | 3 | 3 | 3 | 0 | 0 | 1 | 18 | 6060 | 8530 | 21 | 33.6 | 7 | 15 | 0
IRB-U-0201 | U | Monopole / greenfield | C-RAN | 3 | 3 | 0 | 3 | 3 | 3 | 0 | 0 | 1 | 18 | 6060 | 8530 | 21 | 33.6 | 7 | 15 | 0
IRB-U-0202 | U | Monopole / greenfield | C-RAN | 3 | 3 | 0 | 3 | 3 | 3 | 0 | 0 | 1 | 18 | 6060 | 8530 | 21 | 33.6 | 7 | 15 | 0
IRB-U-0203 | U | Monopole / greenfield | C-RAN | 3 | 3 | 0 | 3 | 3 | 3 | 0 | 0 | 1 | 18 | 6060 | 8530 | 21 | 33.6 | 7 | 15 | 0
IRB-U-0204 | U | Monopole / greenfield | C-RAN | 3 | 3 | 0 | 3 | 3 | 3 | 0 | 0 | 1 | 18 | 6060 | 8530 | 21 | 33.6 | 7 | 15 | 0
IRB-U-0205 | U | Monopole / greenfield | C-RAN | 3 | 3 | 0 | 3 | 3 | 3 | 0 | 0 | 1 | 18 | 6060 | 8530 | 21 | 33.6 | 7 | 15 | 0
IRB-U-0206 | U | Monopole / greenfield | C-RAN | 3 | 3 | 0 | 3 | 3 | 3 | 0 | 0 | 1 | 18 | 6060 | 8530 | 21 | 33.6 | 7 | 15 | 0
IRB-U-0207 | U | Monopole / greenfield | C-RAN | 3 | 3 | 0 | 3 | 3 | 3 | 0 | 0 | 1 | 18 | 6060 | 8530 | 21 | 33.6 | 7 | 15 | 0
IRB-U-0208 | U | Monopole / greenfield | C-RAN | 3 | 3 | 0 | 3 | 3 | 3 | 0 | 0 | 1 | 18 | 6060 | 8530 | 21 | 33.6 | 7 | 15 | 0
IRB-U-0209 | U | Monopole / greenfield | C-RAN | 3 | 3 | 0 | 3 | 3 | 3 | 0 | 0 | 1 | 18 | 6060 | 8530 | 21 | 33.6 | 7 | 15 | 0
IRB-U-0210 | U | Monopole / greenfield | C-RAN | 3 | 3 | 0 | 3 | 3 | 3 | 0 | 0 | 1 | 18 | 6060 | 8530 | 21 | 33.6 | 7 | 15 | 0
IRB-U-0211 | U | Monopole / greenfield | C-RAN | 3 | 3 | 0 | 3 | 3 | 3 | 0 | 0 | 1 | 18 | 6060 | 8530 | 21 | 33.6 | 7 | 15 | 0
IRB-U-0212 | U | Monopole / greenfield | C-RAN | 3 | 3 | 0 | 3 | 3 | 3 | 0 | 0 | 1 | 18 | 6060 | 8530 | 21 | 33.6 | 7 | 15 | 0
IRB-U-0213 | U | Rooftop | C-RAN | 3 | 3 | 0 | 3 | 3 | 3 | 0 | 0 | 1 | 18 | 6060 | 8530 | 21 | 33.6 | 7 | 15 | 0
IRB-U-0214 | U | Rooftop | C-RAN | 3 | 3 | 0 | 3 | 3 | 3 | 0 | 0 | 1 | 18 | 6060 | 8530 | 21 | 33.6 | 7 | 15 | 0
IRB-U-0215 | U | Rooftop | C-RAN | 3 | 3 | 0 | 3 | 3 | 3 | 0 | 0 | 1 | 18 | 6060 | 8530 | 21 | 33.6 | 7 | 15 | 0
IRB-U-0216 | U | Rooftop | C-RAN | 3 | 3 | 0 | 3 | 3 | 3 | 0 | 0 | 1 | 18 | 6060 | 8530 | 21 | 33.6 | 7 | 15 | 0
IRB-U-0217 | U | Rooftop | C-RAN | 3 | 3 | 0 | 3 | 3 | 3 | 0 | 0 | 1 | 18 | 6060 | 8530 | 21 | 33.6 | 7 | 15 | 0
IRB-U-0218 | U | Rooftop | C-RAN | 3 | 3 | 0 | 3 | 3 | 3 | 0 | 0 | 1 | 18 | 6060 | 8530 | 21 | 33.6 | 7 | 15 | 0
IRB-U-0219 | U | Rooftop | C-RAN | 3 | 3 | 0 | 3 | 3 | 3 | 0 | 0 | 1 | 18 | 6060 | 8530 | 21 | 33.6 | 7 | 15 | 0
IRB-U-0220 | U | Rooftop | C-RAN | 3 | 3 | 0 | 3 | 3 | 3 | 0 | 0 | 1 | 18 | 6060 | 8530 | 21 | 33.6 | 7 | 15 | 0
IRB-U-0221 | U | Rooftop | C-RAN | 3 | 3 | 0 | 3 | 3 | 3 | 0 | 0 | 1 | 18 | 6060 | 8530 | 21 | 33.6 | 7 | 15 | 0
IRB-U-0222 | U | Rooftop | C-RAN | 3 | 3 | 0 | 3 | 3 | 3 | 0 | 0 | 1 | 18 | 6060 | 8530 | 21 | 33.6 | 7 | 15 | 0
IRB-U-0223 | U | Rooftop | C-RAN | 3 | 3 | 0 | 3 | 3 | 3 | 0 | 0 | 1 | 18 | 6060 | 8530 | 21 | 33.6 | 7 | 15 | 0
IRB-U-0224 | U | Monopole / greenfield | C-RAN | 3 | 3 | 0 | 3 | 3 | 3 | 0 | 0 | 1 | 18 | 6060 | 8530 | 21 | 33.6 | 7 | 15 | 0
IRB-U-0225 | U | Monopole / greenfield | C-RAN | 3 | 3 | 0 | 3 | 3 | 3 | 0 | 0 | 1 | 18 | 6060 | 8530 | 21 | 33.6 | 7 | 15 | 0
IRB-U-0226 | U | Monopole / greenfield | C-RAN | 3 | 3 | 0 | 3 | 3 | 3 | 0 | 0 | 1 | 18 | 6060 | 8530 | 21 | 33.6 | 7 | 15 | 0
IRB-U-0227 | U | Monopole / greenfield | C-RAN | 3 | 3 | 0 | 3 | 3 | 3 | 0 | 0 | 1 | 18 | 6060 | 8530 | 21 | 33.6 | 7 | 15 | 0
IRB-U-0228 | U | Monopole / greenfield | C-RAN | 3 | 3 | 0 | 3 | 3 | 3 | 0 | 0 | 1 | 18 | 6060 | 8530 | 21 | 33.6 | 7 | 15 | 0
IRB-U-0229 | U | Monopole / greenfield | C-RAN | 3 | 3 | 0 | 3 | 3 | 3 | 0 | 0 | 1 | 18 | 6060 | 8530 | 21 | 33.6 | 7 | 15 | 0
IRB-U-0230 | U | Rooftop | C-RAN | 3 | 3 | 0 | 3 | 3 | 3 | 0 | 0 | 1 | 18 | 6060 | 8530 | 21 | 33.6 | 7 | 15 | 0
IRB-U-0231 | U | Rooftop | C-RAN | 3 | 3 | 0 | 3 | 3 | 3 | 0 | 0 | 1 | 18 | 6060 | 8530 | 21 | 33.6 | 7 | 15 | 0
IRB-U-0232 | U | Monopole / greenfield | C-RAN | 3 | 3 | 0 | 3 | 3 | 3 | 0 | 0 | 1 | 18 | 6060 | 8530 | 21 | 33.6 | 7 | 15 | 0
IRB-U-0233 | U | Monopole / greenfield | C-RAN | 3 | 3 | 0 | 3 | 3 | 3 | 0 | 0 | 1 | 18 | 6060 | 8530 | 21 | 33.6 | 7 | 15 | 0
IRB-U-0234 | U | Monopole / greenfield | C-RAN | 3 | 3 | 0 | 3 | 3 | 3 | 0 | 0 | 1 | 18 | 6060 | 8530 | 21 | 33.6 | 7 | 15 | 0
IRB-U-0235 | U | Monopole / greenfield | C-RAN | 3 | 3 | 0 | 3 | 3 | 3 | 0 | 0 | 1 | 18 | 6060 | 8530 | 21 | 33.6 | 7 | 15 | 0
IRB-U-0236 | U | Monopole / greenfield | C-RAN | 3 | 3 | 0 | 3 | 3 | 3 | 0 | 0 | 1 | 18 | 6060 | 8530 | 21 | 33.6 | 7 | 15 | 0
IRB-U-0237 | U | Rooftop | C-RAN | 3 | 3 | 0 | 3 | 3 | 3 | 0 | 0 | 1 | 18 | 6060 | 8530 | 21 | 33.6 | 7 | 15 | 0
IRB-U-0238 | U | Rooftop | C-RAN | 3 | 3 | 0 | 3 | 3 | 3 | 0 | 0 | 1 | 18 | 6060 | 8530 | 21 | 33.6 | 7 | 15 | 0
IRB-U-0239 | U | Rooftop | C-RAN | 3 | 3 | 0 | 3 | 3 | 3 | 0 | 0 | 1 | 18 | 6060 | 8530 | 21 | 33.6 | 7 | 15 | 0
IRB-U-0240 | U | Rooftop | C-RAN | 3 | 3 | 0 | 3 | 3 | 3 | 0 | 0 | 1 | 18 | 6060 | 8530 | 21 | 33.6 | 7 | 15 | 0
IRB-U-0241 | U | Rooftop | C-RAN | 3 | 3 | 0 | 3 | 3 | 3 | 0 | 0 | 1 | 18 | 6060 | 8530 | 21 | 33.6 | 7 | 15 | 0
IRB-U-0242 | U | Rooftop | C-RAN | 3 | 3 | 0 | 3 | 3 | 3 | 0 | 0 | 1 | 18 | 6060 | 8530 | 21 | 33.6 | 7 | 15 | 0
IRB-U-0243 | U | Rooftop | C-RAN | 3 | 3 | 0 | 3 | 3 | 3 | 0 | 0 | 1 | 18 | 6060 | 8530 | 21 | 33.6 | 7 | 15 | 0
IRB-U-0244 | U | Rooftop | C-RAN | 3 | 3 | 0 | 3 | 3 | 3 | 0 | 0 | 1 | 18 | 6060 | 8530 | 21 | 33.6 | 7 | 15 | 0
IRB-U-0245 | U | Rooftop | C-RAN | 3 | 3 | 0 | 3 | 3 | 3 | 0 | 0 | 1 | 18 | 6060 | 8530 | 21 | 33.6 | 7 | 15 | 0
IRB-U-0246 | U | Monopole / greenfield | C-RAN | 3 | 3 | 0 | 3 | 3 | 3 | 0 | 0 | 1 | 18 | 6060 | 8530 | 21 | 33.6 | 7 | 15 | 0
IRB-U-0247 | U | Monopole / greenfield | C-RAN | 3 | 3 | 0 | 3 | 3 | 3 | 0 | 0 | 1 | 18 | 6060 | 8530 | 21 | 33.6 | 7 | 15 | 0
IRB-U-0248 | U | Monopole / greenfield | C-RAN | 3 | 3 | 0 | 3 | 3 | 3 | 0 | 0 | 1 | 18 | 6060 | 8530 | 21 | 33.6 | 7 | 15 | 0
IRB-U-0249 | U | Monopole / greenfield | C-RAN | 3 | 3 | 0 | 3 | 3 | 3 | 0 | 0 | 1 | 18 | 6060 | 8530 | 21 | 33.6 | 7 | 15 | 0
IRB-U-0250 | U | Monopole / greenfield | C-RAN | 3 | 3 | 0 | 3 | 3 | 3 | 0 | 0 | 1 | 18 | 6060 | 8530 | 21 | 33.6 | 7 | 15 | 0
IRB-U-0251 | U | Monopole / greenfield | C-RAN | 3 | 3 | 0 | 3 | 3 | 3 | 0 | 0 | 1 | 18 | 6060 | 8530 | 21 | 33.6 | 7 | 15 | 0
IRB-U-0252 | U | Monopole / greenfield | C-RAN | 3 | 3 | 0 | 3 | 3 | 3 | 0 | 0 | 1 | 18 | 6060 | 8530 | 21 | 33.6 | 7 | 15 | 0
IRB-U-0253 | U | Monopole / greenfield | C-RAN | 3 | 3 | 0 | 3 | 3 | 3 | 0 | 0 | 1 | 18 | 6060 | 8530 | 21 | 33.6 | 7 | 15 | 0
IRB-U-0254 | U | Rooftop | C-RAN | 3 | 3 | 0 | 3 | 3 | 3 | 0 | 0 | 1 | 18 | 6060 | 8530 | 21 | 33.6 | 7 | 15 | 0
IRB-U-0255 | U | Rooftop | C-RAN | 3 | 3 | 0 | 3 | 3 | 3 | 0 | 0 | 1 | 18 | 6060 | 8530 | 21 | 33.6 | 7 | 15 | 0
IRB-U-0256 | U | Monopole / greenfield | C-RAN | 3 | 3 | 0 | 3 | 3 | 3 | 0 | 0 | 1 | 18 | 6060 | 8530 | 21 | 33.6 | 7 | 15 | 0
IRB-U-0257 | U | Rooftop | C-RAN | 3 | 3 | 0 | 3 | 3 | 3 | 0 | 0 | 1 | 18 | 6060 | 8530 | 21 | 33.6 | 7 | 15 | 0
IRB-U-0258 | U | Rooftop | C-RAN | 3 | 3 | 0 | 3 | 3 | 3 | 0 | 0 | 1 | 18 | 6060 | 8530 | 21 | 33.6 | 7 | 15 | 0
IRB-U-0259 | U | Monopole / greenfield | C-RAN | 3 | 3 | 0 | 3 | 3 | 3 | 0 | 0 | 1 | 18 | 6060 | 8530 | 21 | 33.6 | 7 | 15 | 0
IRB-U-0260 | U | Monopole / greenfield | C-RAN | 3 | 3 | 0 | 3 | 3 | 3 | 0 | 0 | 1 | 18 | 6060 | 8530 | 21 | 33.6 | 7 | 15 | 0
IRB-U-0261 | U | Monopole / greenfield | C-RAN | 3 | 3 | 0 | 3 | 3 | 3 | 0 | 0 | 1 | 18 | 6060 | 8530 | 21 | 33.6 | 7 | 15 | 0
IRB-U-0262 | U | Monopole / greenfield | C-RAN | 3 | 3 | 0 | 3 | 3 | 3 | 0 | 0 | 1 | 18 | 6060 | 8530 | 21 | 33.6 | 7 | 15 | 0
IRB-U-0263 | U | Monopole / greenfield | C-RAN | 3 | 3 | 0 | 3 | 3 | 3 | 0 | 0 | 1 | 18 | 6060 | 8530 | 21 | 33.6 | 7 | 15 | 0
IRB-U-0264 | U | Rooftop | C-RAN | 3 | 3 | 0 | 3 | 3 | 3 | 0 | 0 | 1 | 18 | 6060 | 8530 | 21 | 33.6 | 7 | 15 | 0
IRB-U-0265 | U | Rooftop | C-RAN | 3 | 3 | 0 | 3 | 3 | 3 | 0 | 0 | 1 | 18 | 6060 | 8530 | 21 | 33.6 | 7 | 15 | 0
IRB-U-0266 | U | Rooftop | C-RAN | 3 | 3 | 0 | 3 | 3 | 3 | 0 | 0 | 1 | 18 | 6060 | 8530 | 21 | 33.6 | 7 | 15 | 0
IRB-U-0267 | U | Monopole / greenfield | C-RAN | 3 | 3 | 0 | 3 | 3 | 3 | 0 | 0 | 1 | 18 | 6060 | 8530 | 21 | 33.6 | 7 | 15 | 0
IRB-U-0268 | U | Monopole / greenfield | C-RAN | 3 | 3 | 0 | 3 | 3 | 3 | 0 | 0 | 1 | 18 | 6060 | 8530 | 21 | 33.6 | 7 | 15 | 0
IRB-U-0269 | U | Monopole / greenfield | C-RAN | 3 | 3 | 0 | 3 | 3 | 3 | 0 | 0 | 1 | 18 | 6060 | 8530 | 21 | 33.6 | 7 | 15 | 0
IRB-U-0270 | U | Monopole / greenfield | C-RAN | 3 | 3 | 0 | 3 | 3 | 3 | 0 | 0 | 1 | 18 | 6060 | 8530 | 21 | 33.6 | 7 | 15 | 0
IRB-U-0271 | U | Monopole / greenfield | C-RAN | 3 | 3 | 0 | 3 | 3 | 3 | 0 | 0 | 1 | 18 | 6060 | 8530 | 21 | 33.6 | 7 | 15 | 0
IRB-U-0272 | U | Monopole / greenfield | C-RAN | 3 | 3 | 0 | 3 | 3 | 3 | 0 | 0 | 1 | 18 | 6060 | 8530 | 21 | 33.6 | 7 | 15 | 0
IRB-U-0273 | U | Monopole / greenfield | C-RAN | 3 | 3 | 0 | 3 | 3 | 3 | 0 | 0 | 1 | 18 | 6060 | 8530 | 21 | 33.6 | 7 | 15 | 0
IRB-U-0274 | U | Monopole / greenfield | C-RAN | 3 | 3 | 0 | 3 | 3 | 3 | 0 | 0 | 1 | 18 | 6060 | 8530 | 21 | 33.6 | 7 | 15 | 0
IRB-U-0275 | U | Monopole / greenfield | C-RAN | 3 | 3 | 0 | 3 | 3 | 3 | 0 | 0 | 1 | 18 | 6060 | 8530 | 21 | 33.6 | 7 | 15 | 0
IRB-U-0276 | U | Rooftop | C-RAN | 3 | 3 | 0 | 3 | 3 | 3 | 0 | 0 | 1 | 18 | 6060 | 8530 | 21 | 33.6 | 7 | 15 | 0
IRB-U-0277 | U | Rooftop | C-RAN | 3 | 3 | 0 | 3 | 3 | 3 | 0 | 0 | 1 | 18 | 6060 | 8530 | 21 | 33.6 | 7 | 15 | 0
IRB-U-0278 | U | Monopole / greenfield | C-RAN | 3 | 3 | 0 | 3 | 3 | 3 | 0 | 0 | 1 | 18 | 6060 | 8530 | 21 | 33.6 | 7 | 15 | 0
IRB-U-0279 | U | Monopole / greenfield | C-RAN | 3 | 3 | 0 | 3 | 3 | 3 | 0 | 0 | 1 | 18 | 6060 | 8530 | 21 | 33.6 | 7 | 15 | 0
IRB-U-0280 | U | Rooftop | C-RAN | 3 | 3 | 0 | 3 | 3 | 3 | 0 | 0 | 1 | 18 | 6060 | 8530 | 21 | 33.6 | 7 | 15 | 0
IRB-U-0281 | U | Rooftop | C-RAN | 3 | 3 | 0 | 3 | 3 | 3 | 0 | 0 | 1 | 18 | 6060 | 8530 | 21 | 33.6 | 7 | 15 | 0
IRB-U-0282 | U | Monopole / greenfield | C-RAN | 3 | 3 | 0 | 3 | 3 | 3 | 0 | 0 | 1 | 18 | 6060 | 8530 | 21 | 33.6 | 7 | 15 | 0
IRB-U-0283 | U | Monopole / greenfield | C-RAN | 3 | 3 | 0 | 3 | 3 | 3 | 0 | 0 | 1 | 18 | 6060 | 8530 | 21 | 33.6 | 7 | 15 | 0
IRB-U-0284 | U | Monopole / greenfield | C-RAN | 3 | 3 | 0 | 3 | 3 | 3 | 0 | 0 | 1 | 18 | 6060 | 8530 | 21 | 33.6 | 7 | 15 | 0
IRB-U-0285 | U | Monopole / greenfield | C-RAN | 3 | 3 | 0 | 3 | 3 | 3 | 0 | 0 | 1 | 18 | 6060 | 8530 | 21 | 33.6 | 7 | 15 | 0
IRB-U-0286 | U | Rooftop | C-RAN | 3 | 3 | 0 | 3 | 3 | 3 | 0 | 0 | 1 | 18 | 6060 | 8530 | 21 | 33.6 | 7 | 15 | 0
IRB-U-0287 | U | Rooftop | C-RAN | 3 | 3 | 0 | 3 | 3 | 3 | 0 | 0 | 1 | 18 | 6060 | 8530 | 21 | 33.6 | 7 | 15 | 0
IRB-U-0288 | U | Rooftop | C-RAN | 3 | 3 | 0 | 3 | 3 | 3 | 0 | 0 | 1 | 18 | 6060 | 8530 | 21 | 33.6 | 7 | 15 | 0
IRB-U-0289 | U | Monopole / greenfield | C-RAN | 3 | 3 | 0 | 3 | 3 | 3 | 0 | 0 | 1 | 18 | 6060 | 8530 | 21 | 33.6 | 7 | 15 | 0
IRB-U-0290 | U | Monopole / greenfield | C-RAN | 3 | 3 | 0 | 3 | 3 | 3 | 0 | 0 | 1 | 18 | 6060 | 8530 | 21 | 33.6 | 7 | 15 | 0
IRB-U-0291 | U | Monopole / greenfield | C-RAN | 3 | 3 | 0 | 3 | 3 | 3 | 0 | 0 | 1 | 18 | 6060 | 8530 | 21 | 33.6 | 7 | 15 | 0
IRB-U-0292 | U | Monopole / greenfield | C-RAN | 3 | 3 | 0 | 3 | 3 | 3 | 0 | 0 | 1 | 18 | 6060 | 8530 | 21 | 33.6 | 7 | 15 | 0
IRB-U-0293 | U | Monopole / greenfield | C-RAN | 3 | 3 | 0 | 3 | 3 | 3 | 0 | 0 | 1 | 18 | 6060 | 8530 | 21 | 33.6 | 7 | 15 | 0
IRB-U-0294 | U | Monopole / greenfield | C-RAN | 3 | 3 | 0 | 3 | 3 | 3 | 0 | 0 | 1 | 18 | 6060 | 8530 | 21 | 33.6 | 7 | 15 | 0
IRB-U-0295 | U | Monopole / greenfield | C-RAN | 3 | 3 | 0 | 3 | 3 | 3 | 0 | 0 | 1 | 18 | 6060 | 8530 | 21 | 33.6 | 7 | 15 | 0
IRB-U-0296 | U | Monopole / greenfield | C-RAN | 3 | 3 | 0 | 3 | 3 | 3 | 0 | 0 | 1 | 18 | 6060 | 8530 | 21 | 33.6 | 7 | 15 | 0
IRB-U-0297 | U | Rooftop | C-RAN | 3 | 3 | 0 | 3 | 3 | 3 | 0 | 0 | 1 | 18 | 6060 | 8530 | 21 | 33.6 | 7 | 15 | 0
IRB-U-0298 | U | Rooftop | C-RAN | 3 | 3 | 0 | 3 | 3 | 3 | 0 | 0 | 1 | 18 | 6060 | 8530 | 21 | 33.6 | 7 | 15 | 0
IRB-U-0299 | U | Rooftop | C-RAN | 3 | 3 | 0 | 3 | 3 | 3 | 0 | 0 | 1 | 18 | 6060 | 8530 | 21 | 33.6 | 7 | 15 | 0
IRB-U-0300 | U | Rooftop | C-RAN | 3 | 3 | 0 | 3 | 3 | 3 | 0 | 0 | 1 | 18 | 6060 | 8530 | 21 | 33.6 | 7 | 15 | 0
IRB-U-0301 | U | Monopole / greenfield | C-RAN | 3 | 3 | 0 | 3 | 3 | 3 | 0 | 0 | 1 | 18 | 6060 | 8530 | 21 | 33.6 | 7 | 15 | 0
IRB-U-0302 | U | Monopole / greenfield | C-RAN | 3 | 3 | 0 | 3 | 3 | 3 | 0 | 0 | 1 | 18 | 6060 | 8530 | 21 | 33.6 | 7 | 15 | 0
IRB-U-0303 | U | Monopole / greenfield | C-RAN | 3 | 3 | 0 | 3 | 3 | 3 | 0 | 0 | 1 | 18 | 6060 | 8530 | 21 | 33.6 | 7 | 15 | 0
IRB-U-0304 | U | Monopole / greenfield | C-RAN | 3 | 3 | 0 | 3 | 3 | 3 | 0 | 0 | 1 | 18 | 6060 | 8530 | 21 | 33.6 | 7 | 15 | 0
IRB-U-0305 | U | Monopole / greenfield | C-RAN | 3 | 3 | 0 | 3 | 3 | 3 | 0 | 0 | 1 | 18 | 6060 | 8530 | 21 | 33.6 | 7 | 15 | 0
IRB-U-0306 | U | Monopole / greenfield | C-RAN | 3 | 3 | 0 | 3 | 3 | 3 | 0 | 0 | 1 | 18 | 6060 | 8530 | 21 | 33.6 | 7 | 15 | 0
IRB-U-0307 | U | Rooftop | C-RAN | 3 | 3 | 0 | 3 | 3 | 3 | 0 | 0 | 1 | 18 | 6060 | 8530 | 21 | 33.6 | 7 | 15 | 0
IRB-U-0308 | U | Rooftop | C-RAN | 3 | 3 | 0 | 3 | 3 | 3 | 0 | 0 | 1 | 18 | 6060 | 8530 | 21 | 33.6 | 7 | 15 | 0
IRB-U-0309 | U | Rooftop | C-RAN | 3 | 3 | 0 | 3 | 3 | 3 | 0 | 0 | 1 | 18 | 6060 | 8530 | 21 | 33.6 | 7 | 15 | 0
IRB-U-0310 | U | Rooftop | C-RAN | 3 | 3 | 0 | 3 | 3 | 3 | 0 | 0 | 1 | 18 | 6060 | 8530 | 21 | 33.6 | 7 | 15 | 0
IRB-U-0311 | U | Rooftop | C-RAN | 3 | 3 | 0 | 3 | 3 | 3 | 0 | 0 | 1 | 18 | 6060 | 8530 | 21 | 33.6 | 7 | 15 | 0
IRB-U-0312 | U | Monopole / greenfield | C-RAN | 3 | 3 | 0 | 3 | 3 | 3 | 0 | 0 | 1 | 18 | 6060 | 8530 | 21 | 33.6 | 7 | 15 | 0
IRB-U-0313 | U | Monopole / greenfield | C-RAN | 3 | 3 | 0 | 3 | 3 | 3 | 0 | 0 | 1 | 18 | 6060 | 8530 | 21 | 33.6 | 7 | 15 | 0
IRB-U-0314 | U | Monopole / greenfield | C-RAN | 3 | 3 | 0 | 3 | 3 | 3 | 0 | 0 | 1 | 18 | 6060 | 8530 | 21 | 33.6 | 7 | 15 | 0
IRB-U-0315 | U | Monopole / greenfield | C-RAN | 3 | 3 | 0 | 3 | 3 | 3 | 0 | 0 | 1 | 18 | 6060 | 8530 | 21 | 33.6 | 7 | 15 | 0
IRB-U-0316 | U | Monopole / greenfield | C-RAN | 3 | 3 | 0 | 3 | 3 | 3 | 0 | 0 | 1 | 18 | 6060 | 8530 | 21 | 33.6 | 7 | 15 | 0
IRB-U-0317 | U | Monopole / greenfield | C-RAN | 3 | 3 | 0 | 3 | 3 | 3 | 0 | 0 | 1 | 18 | 6060 | 8530 | 21 | 33.6 | 7 | 15 | 0
IRB-U-0318 | U | Monopole / greenfield | C-RAN | 3 | 3 | 0 | 3 | 3 | 3 | 0 | 0 | 1 | 18 | 6060 | 8530 | 21 | 33.6 | 7 | 15 | 0
IRB-U-0319 | U | Monopole / greenfield | C-RAN | 3 | 3 | 0 | 3 | 3 | 3 | 0 | 0 | 1 | 18 | 6060 | 8530 | 21 | 33.6 | 7 | 15 | 0
IRB-U-0320 | U | Rooftop | C-RAN | 3 | 3 | 0 | 3 | 3 | 3 | 0 | 0 | 1 | 18 | 6060 | 8530 | 21 | 33.6 | 7 | 15 | 0
IRB-U-0321 | U | Rooftop | C-RAN | 3 | 3 | 0 | 3 | 3 | 3 | 0 | 0 | 1 | 18 | 6060 | 8530 | 21 | 33.6 | 7 | 15 | 0
IRB-U-0322 | U | Rooftop | C-RAN | 3 | 3 | 0 | 3 | 3 | 3 | 0 | 0 | 1 | 18 | 6060 | 8530 | 21 | 33.6 | 7 | 15 | 0
IRB-U-0323 | U | Rooftop | C-RAN | 3 | 3 | 0 | 3 | 3 | 3 | 0 | 0 | 1 | 18 | 6060 | 8530 | 21 | 33.6 | 7 | 15 | 0
IRB-U-0324 | U | Rooftop | C-RAN | 3 | 3 | 0 | 3 | 3 | 3 | 0 | 0 | 1 | 18 | 6060 | 8530 | 21 | 33.6 | 7 | 15 | 0
IRB-U-0325 | U | Monopole / greenfield | C-RAN | 3 | 3 | 0 | 3 | 3 | 3 | 0 | 0 | 1 | 18 | 6060 | 8530 | 21 | 33.6 | 7 | 15 | 0
IRB-U-0326 | U | Monopole / greenfield | C-RAN | 3 | 3 | 0 | 3 | 3 | 3 | 0 | 0 | 1 | 18 | 6060 | 8530 | 21 | 33.6 | 7 | 15 | 0
IRB-U-0327 | U | Monopole / greenfield | C-RAN | 3 | 3 | 0 | 3 | 3 | 3 | 0 | 0 | 1 | 18 | 6060 | 8530 | 21 | 33.6 | 7 | 15 | 0
IRB-U-0328 | U | Monopole / greenfield | C-RAN | 3 | 3 | 0 | 3 | 3 | 3 | 0 | 0 | 1 | 18 | 6060 | 8530 | 21 | 33.6 | 7 | 15 | 0
IRB-U-0329 | U | Monopole / greenfield | C-RAN | 3 | 3 | 0 | 3 | 3 | 3 | 0 | 0 | 1 | 18 | 6060 | 8530 | 21 | 33.6 | 7 | 15 | 0
IRB-U-0330 | U | Rooftop | C-RAN | 3 | 3 | 0 | 3 | 3 | 3 | 0 | 0 | 1 | 18 | 6060 | 8530 | 21 | 33.6 | 7 | 15 | 0
IRB-U-0331 | U | Rooftop | C-RAN | 3 | 3 | 0 | 3 | 3 | 3 | 0 | 0 | 1 | 18 | 6060 | 8530 | 21 | 33.6 | 7 | 15 | 0
IRB-U-0332 | U | Rooftop | C-RAN | 3 | 3 | 0 | 3 | 3 | 3 | 0 | 0 | 1 | 18 | 6060 | 8530 | 21 | 33.6 | 7 | 15 | 0
IRB-U-0333 | U | Rooftop | C-RAN | 3 | 3 | 0 | 3 | 3 | 3 | 0 | 0 | 1 | 18 | 6060 | 8530 | 21 | 33.6 | 7 | 15 | 0
IRB-U-0334 | U | Rooftop | C-RAN | 3 | 3 | 0 | 3 | 3 | 3 | 0 | 0 | 1 | 18 | 6060 | 8530 | 21 | 33.6 | 7 | 15 | 0
IRB-U-0335 | U | Monopole / greenfield | C-RAN | 3 | 3 | 0 | 3 | 3 | 3 | 0 | 0 | 1 | 18 | 6060 | 8530 | 21 | 33.6 | 7 | 15 | 0
IRB-U-0336 | U | Rooftop | C-RAN | 3 | 3 | 0 | 3 | 3 | 3 | 0 | 0 | 1 | 18 | 6060 | 8530 | 21 | 33.6 | 7 | 15 | 0
IRB-U-0337 | U | Rooftop | C-RAN | 3 | 3 | 0 | 3 | 3 | 3 | 0 | 0 | 1 | 18 | 6060 | 8530 | 21 | 33.6 | 7 | 15 | 0
IRB-U-0338 | U | Rooftop | C-RAN | 3 | 3 | 0 | 3 | 3 | 3 | 0 | 0 | 1 | 18 | 6060 | 8530 | 21 | 33.6 | 7 | 15 | 0
IRB-U-0339 | U | Monopole / greenfield | C-RAN | 3 | 3 | 0 | 3 | 3 | 3 | 0 | 0 | 1 | 18 | 6060 | 8530 | 21 | 33.6 | 7 | 15 | 0
IRB-U-0340 | U | Monopole / greenfield | C-RAN | 3 | 3 | 0 | 3 | 3 | 3 | 0 | 0 | 1 | 18 | 6060 | 8530 | 21 | 33.6 | 7 | 15 | 0
IRB-U-0341 | U | Monopole / greenfield | C-RAN | 3 | 3 | 0 | 3 | 3 | 3 | 0 | 0 | 1 | 18 | 6060 | 8530 | 21 | 33.6 | 7 | 15 | 0
IRB-U-0342 | U | Monopole / greenfield | C-RAN | 3 | 3 | 0 | 3 | 3 | 3 | 0 | 0 | 1 | 18 | 6060 | 8530 | 21 | 33.6 | 7 | 15 | 0
IRB-U-0343 | U | Rooftop | C-RAN | 3 | 3 | 0 | 3 | 3 | 3 | 0 | 0 | 1 | 18 | 6060 | 8530 | 21 | 33.6 | 7 | 15 | 0
IRB-U-0344 | U | Rooftop | C-RAN | 3 | 3 | 0 | 3 | 3 | 3 | 0 | 0 | 1 | 18 | 6060 | 8530 | 21 | 33.6 | 7 | 15 | 0
IRB-U-0345 | U | Rooftop | C-RAN | 3 | 3 | 0 | 3 | 3 | 3 | 0 | 0 | 1 | 18 | 6060 | 8530 | 21 | 33.6 | 7 | 15 | 0
IRB-U-0346 | U | Rooftop | C-RAN | 3 | 3 | 0 | 3 | 3 | 3 | 0 | 0 | 1 | 18 | 6060 | 8530 | 21 | 33.6 | 7 | 15 | 0
IRB-U-0347 | U | Rooftop | C-RAN | 3 | 3 | 0 | 3 | 3 | 3 | 0 | 0 | 1 | 18 | 6060 | 8530 | 21 | 33.6 | 7 | 15 | 0
IRB-U-0348 | U | Monopole / greenfield | C-RAN | 3 | 3 | 0 | 3 | 3 | 3 | 0 | 0 | 1 | 18 | 6060 | 8530 | 21 | 33.6 | 7 | 15 | 0
IRB-U-0349 | U | Monopole / greenfield | C-RAN | 3 | 3 | 0 | 3 | 3 | 3 | 0 | 0 | 1 | 18 | 6060 | 8530 | 21 | 33.6 | 7 | 15 | 0
IRB-U-0350 | U | Monopole / greenfield | C-RAN | 3 | 3 | 0 | 3 | 3 | 3 | 0 | 0 | 1 | 18 | 6060 | 8530 | 21 | 33.6 | 7 | 15 | 0
IRB-U-0351 | U | Monopole / greenfield | C-RAN | 3 | 3 | 0 | 3 | 3 | 3 | 0 | 0 | 1 | 18 | 6060 | 8530 | 21 | 33.6 | 7 | 15 | 0
IRB-U-0352 | U | Monopole / greenfield | C-RAN | 3 | 3 | 0 | 3 | 3 | 3 | 0 | 0 | 1 | 18 | 6060 | 8530 | 21 | 33.6 | 7 | 15 | 0
IRB-U-0353 | U | Rooftop | C-RAN | 3 | 3 | 0 | 3 | 3 | 3 | 0 | 0 | 1 | 18 | 6060 | 8530 | 21 | 33.6 | 7 | 15 | 0
IRB-U-0354 | U | Rooftop | C-RAN | 3 | 3 | 0 | 3 | 3 | 3 | 0 | 0 | 1 | 18 | 6060 | 8530 | 21 | 33.6 | 7 | 15 | 0
IRB-U-0355 | U | Rooftop | C-RAN | 3 | 3 | 0 | 3 | 3 | 3 | 0 | 0 | 1 | 18 | 6060 | 8530 | 21 | 33.6 | 7 | 15 | 0
IRB-U-0356 | U | Rooftop | C-RAN | 3 | 3 | 0 | 3 | 3 | 3 | 0 | 0 | 1 | 18 | 6060 | 8530 | 21 | 33.6 | 7 | 15 | 0
IRB-U-0357 | U | Rooftop | C-RAN | 3 | 3 | 0 | 3 | 3 | 3 | 0 | 0 | 1 | 18 | 6060 | 8530 | 21 | 33.6 | 7 | 15 | 0
IRB-U-0358 | U | Rooftop | C-RAN | 3 | 3 | 0 | 3 | 3 | 3 | 0 | 0 | 1 | 18 | 6060 | 8530 | 21 | 33.6 | 7 | 15 | 0
IRB-U-0359 | U | Monopole / greenfield | C-RAN | 3 | 3 | 0 | 3 | 3 | 3 | 0 | 0 | 1 | 18 | 6060 | 8530 | 21 | 33.6 | 7 | 15 | 0
IRB-U-0360 | U | Monopole / greenfield | C-RAN | 3 | 3 | 0 | 3 | 3 | 3 | 0 | 0 | 1 | 18 | 6060 | 8530 | 21 | 33.6 | 7 | 15 | 0
IRB-U-0361 | U | Rooftop | C-RAN | 3 | 3 | 0 | 3 | 3 | 3 | 0 | 0 | 1 | 18 | 6060 | 8530 | 21 | 33.6 | 7 | 15 | 0
IRB-U-0362 | U | Rooftop | C-RAN | 3 | 3 | 0 | 3 | 3 | 3 | 0 | 0 | 1 | 18 | 6060 | 8530 | 21 | 33.6 | 7 | 15 | 0
IRB-U-0363 | U | Monopole / greenfield | C-RAN | 3 | 3 | 0 | 3 | 3 | 3 | 0 | 0 | 1 | 18 | 6060 | 8530 | 21 | 33.6 | 7 | 15 | 0
IRB-U-0364 | U | Monopole / greenfield | C-RAN | 3 | 3 | 0 | 3 | 3 | 3 | 0 | 0 | 1 | 18 | 6060 | 8530 | 21 | 33.6 | 7 | 15 | 0
IRB-U-0365 | U | Monopole / greenfield | C-RAN | 3 | 3 | 0 | 3 | 3 | 3 | 0 | 0 | 1 | 18 | 6060 | 8530 | 21 | 33.6 | 7 | 15 | 0
IRB-U-0366 | U | Monopole / greenfield | C-RAN | 3 | 3 | 0 | 3 | 3 | 3 | 0 | 0 | 1 | 18 | 6060 | 8530 | 21 | 33.6 | 7 | 15 | 0
IRB-U-0367 | U | Rooftop | C-RAN | 3 | 3 | 0 | 3 | 3 | 3 | 0 | 0 | 1 | 18 | 6060 | 8530 | 21 | 33.6 | 7 | 15 | 0
IRB-U-0368 | U | Rooftop | C-RAN | 3 | 3 | 0 | 3 | 3 | 3 | 0 | 0 | 1 | 18 | 6060 | 8530 | 21 | 33.6 | 7 | 15 | 0
IRB-U-0369 | U | Rooftop | C-RAN | 3 | 3 | 0 | 3 | 3 | 3 | 0 | 0 | 1 | 18 | 6060 | 8530 | 21 | 33.6 | 7 | 15 | 0
IRB-U-0370 | U | Rooftop | C-RAN | 3 | 3 | 0 | 3 | 3 | 3 | 0 | 0 | 1 | 18 | 6060 | 8530 | 21 | 33.6 | 7 | 15 | 0
IRB-U-0371 | U | Rooftop | C-RAN | 3 | 3 | 0 | 3 | 3 | 3 | 0 | 0 | 1 | 18 | 6060 | 8530 | 21 | 33.6 | 7 | 15 | 0
IRB-U-0372 | U | Rooftop | C-RAN | 3 | 3 | 0 | 3 | 3 | 3 | 0 | 0 | 1 | 18 | 6060 | 8530 | 21 | 33.6 | 7 | 15 | 0
IRB-U-0373 | U | Monopole / greenfield | C-RAN | 3 | 3 | 0 | 3 | 3 | 3 | 0 | 0 | 1 | 18 | 6060 | 8530 | 21 | 33.6 | 7 | 15 | 0
IRB-U-0374 | U | Monopole / greenfield | C-RAN | 3 | 3 | 0 | 3 | 3 | 3 | 0 | 0 | 1 | 18 | 6060 | 8530 | 21 | 33.6 | 7 | 15 | 0
IRB-U-0375 | U | Monopole / greenfield | C-RAN | 3 | 3 | 0 | 3 | 3 | 3 | 0 | 0 | 1 | 18 | 6060 | 8530 | 21 | 33.6 | 7 | 15 | 0
IRB-U-0376 | U | Rooftop | C-RAN | 3 | 3 | 0 | 3 | 3 | 3 | 0 | 0 | 1 | 18 | 6060 | 8530 | 21 | 33.6 | 7 | 15 | 0
IRB-U-0377 | U | Rooftop | C-RAN | 3 | 3 | 0 | 3 | 3 | 3 | 0 | 0 | 1 | 18 | 6060 | 8530 | 21 | 33.6 | 7 | 15 | 0
IRB-U-0378 | U | Rooftop | C-RAN | 3 | 3 | 0 | 3 | 3 | 3 | 0 | 0 | 1 | 18 | 6060 | 8530 | 21 | 33.6 | 7 | 15 | 0
IRB-U-0379 | U | Rooftop | C-RAN | 3 | 3 | 0 | 3 | 3 | 3 | 0 | 0 | 1 | 18 | 6060 | 8530 | 21 | 33.6 | 7 | 15 | 0
IRB-U-0380 | U | Rooftop | C-RAN | 3 | 3 | 0 | 3 | 3 | 3 | 0 | 0 | 1 | 18 | 6060 | 8530 | 21 | 33.6 | 7 | 15 | 0
IRB-U-0381 | U | Rooftop | C-RAN | 3 | 3 | 0 | 3 | 3 | 3 | 0 | 0 | 1 | 18 | 6060 | 8530 | 21 | 33.6 | 7 | 15 | 0
IRB-U-0382 | U | Rooftop | C-RAN | 3 | 3 | 0 | 3 | 3 | 3 | 0 | 0 | 1 | 18 | 6060 | 8530 | 21 | 33.6 | 7 | 15 | 0
IRB-U-0383 | U | Rooftop | C-RAN | 3 | 3 | 0 | 3 | 3 | 3 | 0 | 0 | 1 | 18 | 6060 | 8530 | 21 | 33.6 | 7 | 15 | 0
IRB-U-0384 | U | Monopole / greenfield | C-RAN | 3 | 3 | 0 | 3 | 3 | 3 | 0 | 0 | 1 | 18 | 6060 | 8530 | 21 | 33.6 | 7 | 15 | 0
IRB-U-0385 | U | Monopole / greenfield | C-RAN | 3 | 3 | 0 | 3 | 3 | 3 | 0 | 0 | 1 | 18 | 6060 | 8530 | 21 | 33.6 | 7 | 15 | 0
IRB-U-0386 | U | Monopole / greenfield | C-RAN | 3 | 3 | 0 | 3 | 3 | 3 | 0 | 0 | 1 | 18 | 6060 | 8530 | 21 | 33.6 | 7 | 15 | 0
IRB-U-0387 | U | Monopole / greenfield | C-RAN | 3 | 3 | 0 | 3 | 3 | 3 | 0 | 0 | 1 | 18 | 6060 | 8530 | 21 | 33.6 | 7 | 15 | 0
IRB-U-0388 | U | Monopole / greenfield | C-RAN | 3 | 3 | 0 | 3 | 3 | 3 | 0 | 0 | 1 | 18 | 6060 | 8530 | 21 | 33.6 | 7 | 15 | 0
IRB-U-0389 | U | Monopole / greenfield | C-RAN | 3 | 3 | 0 | 3 | 3 | 3 | 0 | 0 | 1 | 18 | 6060 | 8530 | 21 | 33.6 | 7 | 15 | 0
IRB-U-0390 | U | Monopole / greenfield | C-RAN | 3 | 3 | 0 | 3 | 3 | 3 | 0 | 0 | 1 | 18 | 6060 | 8530 | 21 | 33.6 | 7 | 15 | 0
IRB-U-0391 | U | Rooftop | C-RAN | 3 | 3 | 0 | 3 | 3 | 3 | 0 | 0 | 1 | 18 | 6060 | 8530 | 21 | 33.6 | 7 | 15 | 0
IRB-U-0392 | U | Rooftop | C-RAN | 3 | 3 | 0 | 3 | 3 | 3 | 0 | 0 | 1 | 18 | 6060 | 8530 | 21 | 33.6 | 7 | 15 | 0
IRB-U-0393 | U | Rooftop | C-RAN | 3 | 3 | 0 | 3 | 3 | 3 | 0 | 0 | 1 | 18 | 6060 | 8530 | 21 | 33.6 | 7 | 15 | 0
IRB-U-0394 | U | Rooftop | C-RAN | 3 | 3 | 0 | 3 | 3 | 3 | 0 | 0 | 1 | 18 | 6060 | 8530 | 21 | 33.6 | 7 | 15 | 0
IRB-U-0395 | U | Rooftop | C-RAN | 3 | 3 | 0 | 3 | 3 | 3 | 0 | 0 | 1 | 18 | 6060 | 8530 | 21 | 33.6 | 7 | 15 | 0
IRB-U-0396 | U | Rooftop | C-RAN | 3 | 3 | 0 | 3 | 3 | 3 | 0 | 0 | 1 | 18 | 6060 | 8530 | 21 | 33.6 | 7 | 15 | 0
IRB-U-0397 | U | Monopole / greenfield | C-RAN | 3 | 3 | 0 | 3 | 3 | 3 | 0 | 0 | 1 | 18 | 6060 | 8530 | 21 | 33.6 | 7 | 15 | 0
IRB-U-0398 | U | Monopole / greenfield | C-RAN | 3 | 3 | 0 | 3 | 3 | 3 | 0 | 0 | 1 | 18 | 6060 | 8530 | 21 | 33.6 | 7 | 15 | 0
IRB-U-0399 | U | Rooftop | C-RAN | 3 | 3 | 0 | 3 | 3 | 3 | 0 | 0 | 1 | 18 | 6060 | 8530 | 21 | 33.6 | 7 | 15 | 0
IRB-U-0400 | U | Rooftop | C-RAN | 3 | 3 | 0 | 3 | 3 | 3 | 0 | 0 | 1 | 18 | 6060 | 8530 | 21 | 33.6 | 7 | 15 | 0
IRB-U-0401 | U | Rooftop | C-RAN | 3 | 3 | 0 | 3 | 3 | 3 | 0 | 0 | 1 | 18 | 6060 | 8530 | 21 | 33.6 | 7 | 15 | 0
IRB-U-0402 | U | Rooftop | C-RAN | 3 | 3 | 0 | 3 | 3 | 3 | 0 | 0 | 1 | 18 | 6060 | 8530 | 21 | 33.6 | 7 | 15 | 0
IRB-U-0403 | U | Rooftop | C-RAN | 3 | 3 | 0 | 3 | 3 | 3 | 0 | 0 | 1 | 18 | 6060 | 8530 | 21 | 33.6 | 7 | 15 | 0
IRB-U-0404 | U | Rooftop | C-RAN | 3 | 3 | 0 | 3 | 3 | 3 | 0 | 0 | 1 | 18 | 6060 | 8530 | 21 | 33.6 | 7 | 15 | 0
IRB-U-0405 | U | Rooftop | C-RAN | 3 | 3 | 0 | 3 | 3 | 3 | 0 | 0 | 1 | 18 | 6060 | 8530 | 21 | 33.6 | 7 | 15 | 0
IRB-U-0406 | U | Rooftop | C-RAN | 3 | 3 | 0 | 3 | 3 | 3 | 0 | 0 | 1 | 18 | 6060 | 8530 | 21 | 33.6 | 7 | 15 | 0
IRB-U-0407 | U | Rooftop | C-RAN | 3 | 3 | 0 | 3 | 3 | 3 | 0 | 0 | 1 | 18 | 6060 | 8530 | 21 | 33.6 | 7 | 15 | 0
IRB-U-0408 | U | Rooftop | C-RAN | 3 | 3 | 0 | 3 | 3 | 3 | 0 | 0 | 1 | 18 | 6060 | 8530 | 21 | 33.6 | 7 | 15 | 0
IRB-U-0409 | U | Rooftop | C-RAN | 3 | 3 | 0 | 3 | 3 | 3 | 0 | 0 | 1 | 18 | 6060 | 8530 | 21 | 33.6 | 7 | 15 | 0
IRB-U-0410 | U | Rooftop | C-RAN | 3 | 3 | 0 | 3 | 3 | 3 | 0 | 0 | 1 | 18 | 6060 | 8530 | 21 | 33.6 | 7 | 15 | 0
IRB-U-0411 | U | Monopole / greenfield | C-RAN | 3 | 3 | 0 | 3 | 3 | 3 | 0 | 0 | 1 | 18 | 6060 | 8530 | 21 | 33.6 | 7 | 15 | 0
IRB-U-0412 | U | Monopole / greenfield | C-RAN | 3 | 3 | 0 | 3 | 3 | 3 | 0 | 0 | 1 | 18 | 6060 | 8530 | 21 | 33.6 | 7 | 15 | 0
IRB-U-0413 | U | Monopole / greenfield | C-RAN | 3 | 3 | 0 | 3 | 3 | 3 | 0 | 0 | 1 | 18 | 6060 | 8530 | 21 | 33.6 | 7 | 15 | 0
IRB-U-0414 | U | Monopole / greenfield | C-RAN | 3 | 3 | 0 | 3 | 3 | 3 | 0 | 0 | 1 | 18 | 6060 | 8530 | 21 | 33.6 | 7 | 15 | 0
IRB-U-0415 | U | Monopole / greenfield | C-RAN | 3 | 3 | 0 | 3 | 3 | 3 | 0 | 0 | 1 | 18 | 6060 | 8530 | 21 | 33.6 | 7 | 15 | 0
IRB-U-0416 | U | Rooftop | C-RAN | 3 | 3 | 0 | 3 | 3 | 3 | 0 | 0 | 1 | 18 | 6060 | 8530 | 21 | 33.6 | 7 | 15 | 0
IRB-U-0417 | U | Rooftop | C-RAN | 3 | 3 | 0 | 3 | 3 | 3 | 0 | 0 | 1 | 18 | 6060 | 8530 | 21 | 33.6 | 7 | 15 | 0
IRB-U-0418 | U | Rooftop | C-RAN | 3 | 3 | 0 | 3 | 3 | 3 | 0 | 0 | 1 | 18 | 6060 | 8530 | 21 | 33.6 | 7 | 15 | 0
IRB-U-0419 | U | Rooftop | C-RAN | 3 | 3 | 0 | 3 | 3 | 3 | 0 | 0 | 1 | 18 | 6060 | 8530 | 21 | 33.6 | 7 | 15 | 0
IRB-U-0420 | U | Rooftop | C-RAN | 3 | 3 | 0 | 3 | 3 | 3 | 0 | 0 | 1 | 18 | 6060 | 8530 | 21 | 33.6 | 7 | 15 | 0
IRB-U-0421 | U | Rooftop | C-RAN | 3 | 3 | 0 | 3 | 3 | 3 | 0 | 0 | 1 | 18 | 6060 | 8530 | 21 | 33.6 | 7 | 15 | 0
IRB-U-0422 | U | Rooftop | C-RAN | 3 | 3 | 0 | 3 | 3 | 3 | 0 | 0 | 1 | 18 | 6060 | 8530 | 21 | 33.6 | 7 | 15 | 0
IRB-U-0423 | U | Rooftop | C-RAN | 3 | 3 | 0 | 3 | 3 | 3 | 0 | 0 | 1 | 18 | 6060 | 8530 | 21 | 33.6 | 7 | 15 | 0
IRB-U-0424 | U | Rooftop | C-RAN | 3 | 3 | 0 | 3 | 3 | 3 | 0 | 0 | 1 | 18 | 6060 | 8530 | 21 | 33.6 | 7 | 15 | 0
IRB-U-0425 | U | Rooftop | C-RAN | 3 | 3 | 0 | 3 | 3 | 3 | 0 | 0 | 1 | 18 | 6060 | 8530 | 21 | 33.6 | 7 | 15 | 0
IRB-U-0426 | U | Rooftop | C-RAN | 3 | 3 | 0 | 3 | 3 | 3 | 0 | 0 | 1 | 18 | 6060 | 8530 | 21 | 33.6 | 7 | 15 | 0
IRB-U-0427 | U | Rooftop | C-RAN | 3 | 3 | 0 | 3 | 3 | 3 | 0 | 0 | 1 | 18 | 6060 | 8530 | 21 | 33.6 | 7 | 15 | 0
IRB-U-0428 | U | Rooftop | C-RAN | 3 | 3 | 0 | 3 | 3 | 3 | 0 | 0 | 1 | 18 | 6060 | 8530 | 21 | 33.6 | 7 | 15 | 0
IRB-U-0429 | U | Rooftop | C-RAN | 3 | 3 | 0 | 3 | 3 | 3 | 0 | 0 | 1 | 18 | 6060 | 8530 | 21 | 33.6 | 7 | 15 | 0
IRB-U-0430 | U | Rooftop | C-RAN | 3 | 3 | 0 | 3 | 3 | 3 | 0 | 0 | 1 | 18 | 6060 | 8530 | 21 | 33.6 | 7 | 15 | 0
IRB-U-0431 | U | Rooftop | C-RAN | 3 | 3 | 0 | 3 | 3 | 3 | 0 | 0 | 1 | 18 | 6060 | 8530 | 21 | 33.6 | 7 | 15 | 0
IRB-U-0432 | U | Rooftop | C-RAN | 3 | 3 | 0 | 3 | 3 | 3 | 0 | 0 | 1 | 18 | 6060 | 8530 | 21 | 33.6 | 7 | 15 | 0
IRB-U-0433 | U | Rooftop | D-RAN | 3 | 3 | 0 | 3 | 3 | 3 | 1 | 1 | 0 | 18 | 6470 | 9100 | 21 | 38.4 | 8 | 15 | 0
IRB-U-0434 | U | Rooftop | D-RAN | 3 | 3 | 0 | 3 | 3 | 3 | 1 | 1 | 0 | 18 | 6470 | 9100 | 21 | 38.4 | 8 | 15 | 0
IRB-U-0435 | U | Rooftop | D-RAN | 3 | 3 | 0 | 3 | 3 | 3 | 1 | 1 | 0 | 18 | 6470 | 9100 | 21 | 38.4 | 8 | 15 | 0
IRB-U-0436 | U | Rooftop | C-RAN | 3 | 3 | 0 | 3 | 3 | 3 | 0 | 0 | 1 | 18 | 6060 | 8530 | 21 | 33.6 | 7 | 15 | 0
IRB-U-0437 | U | Monopole / greenfield | C-RAN | 3 | 3 | 0 | 3 | 3 | 3 | 0 | 0 | 1 | 18 | 6060 | 8530 | 21 | 33.6 | 7 | 15 | 0
IRB-U-0438 | U | Monopole / greenfield | C-RAN | 3 | 3 | 0 | 3 | 3 | 3 | 0 | 0 | 1 | 18 | 6060 | 8530 | 21 | 33.6 | 7 | 15 | 0
IRB-U-0439 | U | Monopole / greenfield | C-RAN | 3 | 3 | 0 | 3 | 3 | 3 | 0 | 0 | 1 | 18 | 6060 | 8530 | 21 | 33.6 | 7 | 15 | 0
IRB-U-0440 | U | Monopole / greenfield | C-RAN | 3 | 3 | 0 | 3 | 3 | 3 | 0 | 0 | 1 | 18 | 6060 | 8530 | 21 | 33.6 | 7 | 15 | 0
IRB-U-0441 | U | Monopole / greenfield | C-RAN | 3 | 3 | 0 | 3 | 3 | 3 | 0 | 0 | 1 | 18 | 6060 | 8530 | 21 | 33.6 | 7 | 15 | 0
IRB-U-0442 | U | Monopole / greenfield | C-RAN | 3 | 3 | 0 | 3 | 3 | 3 | 0 | 0 | 1 | 18 | 6060 | 8530 | 21 | 33.6 | 7 | 15 | 0
IRB-U-0443 | U | Rooftop | C-RAN | 3 | 3 | 0 | 3 | 3 | 3 | 0 | 0 | 1 | 18 | 6060 | 8530 | 21 | 33.6 | 7 | 15 | 0
IRB-U-0444 | U | Rooftop | C-RAN | 3 | 3 | 0 | 3 | 3 | 3 | 0 | 0 | 1 | 18 | 6060 | 8530 | 21 | 33.6 | 7 | 15 | 0
IRB-U-0445 | U | Rooftop | C-RAN | 3 | 3 | 0 | 3 | 3 | 3 | 0 | 0 | 1 | 18 | 6060 | 8530 | 21 | 33.6 | 7 | 15 | 0
IRB-U-0446 | U | Rooftop | C-RAN | 3 | 3 | 0 | 3 | 3 | 3 | 0 | 0 | 1 | 18 | 6060 | 8530 | 21 | 33.6 | 7 | 15 | 0
IRB-U-0447 | U | Monopole / greenfield | C-RAN | 3 | 3 | 0 | 3 | 3 | 3 | 0 | 0 | 1 | 18 | 6060 | 8530 | 21 | 33.6 | 7 | 15 | 0
IRB-U-0448 | U | Rooftop | C-RAN | 3 | 3 | 0 | 3 | 3 | 3 | 0 | 0 | 1 | 18 | 6060 | 8530 | 21 | 33.6 | 7 | 15 | 0
IRB-U-0449 | U | Rooftop | C-RAN | 3 | 3 | 0 | 3 | 3 | 3 | 0 | 0 | 1 | 18 | 6060 | 8530 | 21 | 33.6 | 7 | 15 | 0
IRB-U-0450 | U | Rooftop | C-RAN | 3 | 3 | 0 | 3 | 3 | 3 | 0 | 0 | 1 | 18 | 6060 | 8530 | 21 | 33.6 | 7 | 15 | 0
IRB-U-0451 | U | Rooftop | C-RAN | 3 | 3 | 0 | 3 | 3 | 3 | 0 | 0 | 1 | 18 | 6060 | 8530 | 21 | 33.6 | 7 | 15 | 0
IRB-U-0452 | U | Rooftop | C-RAN | 3 | 3 | 0 | 3 | 3 | 3 | 0 | 0 | 1 | 18 | 6060 | 8530 | 21 | 33.6 | 7 | 15 | 0
IRB-U-0453 | U | Rooftop | C-RAN | 3 | 3 | 0 | 3 | 3 | 3 | 0 | 0 | 1 | 18 | 6060 | 8530 | 21 | 33.6 | 7 | 15 | 0
IRB-U-0454 | U | Rooftop | C-RAN | 3 | 3 | 0 | 3 | 3 | 3 | 0 | 0 | 1 | 18 | 6060 | 8530 | 21 | 33.6 | 7 | 15 | 0
IRB-U-0455 | U | Rooftop | C-RAN | 3 | 3 | 0 | 3 | 3 | 3 | 0 | 0 | 1 | 18 | 6060 | 8530 | 21 | 33.6 | 7 | 15 | 0
IRB-U-0456 | U | Rooftop | D-RAN | 3 | 3 | 0 | 3 | 3 | 3 | 1 | 1 | 0 | 18 | 6470 | 9100 | 21 | 38.4 | 8 | 15 | 0
IRB-U-0457 | U | Rooftop | D-RAN | 3 | 3 | 0 | 3 | 3 | 3 | 1 | 1 | 0 | 18 | 6470 | 9100 | 21 | 38.4 | 8 | 15 | 0
IRB-U-0458 | U | Rooftop | D-RAN | 3 | 3 | 0 | 3 | 3 | 3 | 1 | 1 | 0 | 18 | 6470 | 9100 | 21 | 38.4 | 8 | 15 | 0
IRB-U-0459 | U | Rooftop | D-RAN | 3 | 3 | 0 | 3 | 3 | 3 | 1 | 1 | 0 | 18 | 6470 | 9100 | 21 | 38.4 | 8 | 15 | 0
IRB-U-0460 | U | Monopole / greenfield | D-RAN | 3 | 3 | 0 | 3 | 3 | 3 | 1 | 1 | 0 | 18 | 6470 | 9100 | 21 | 38.4 | 8 | 15 | 0
IRB-U-0461 | U | Monopole / greenfield | D-RAN | 3 | 3 | 0 | 3 | 3 | 3 | 1 | 1 | 0 | 18 | 6470 | 9100 | 21 | 38.4 | 8 | 15 | 0
IRB-U-0462 | U | Monopole / greenfield | C-RAN | 3 | 3 | 0 | 3 | 3 | 3 | 0 | 0 | 1 | 18 | 6060 | 8530 | 21 | 33.6 | 7 | 15 | 0
IRB-U-0463 | U | Monopole / greenfield | C-RAN | 3 | 3 | 0 | 3 | 3 | 3 | 0 | 0 | 1 | 18 | 6060 | 8530 | 21 | 33.6 | 7 | 15 | 0
IRB-U-0464 | U | Monopole / greenfield | C-RAN | 3 | 3 | 0 | 3 | 3 | 3 | 0 | 0 | 1 | 18 | 6060 | 8530 | 21 | 33.6 | 7 | 15 | 0
IRB-U-0465 | U | Monopole / greenfield | C-RAN | 3 | 3 | 0 | 3 | 3 | 3 | 0 | 0 | 1 | 18 | 6060 | 8530 | 21 | 33.6 | 7 | 15 | 0
IRB-U-0466 | U | Monopole / greenfield | C-RAN | 3 | 3 | 0 | 3 | 3 | 3 | 0 | 0 | 1 | 18 | 6060 | 8530 | 21 | 33.6 | 7 | 15 | 0
IRB-U-0467 | U | Rooftop | C-RAN | 3 | 3 | 0 | 3 | 3 | 3 | 0 | 0 | 1 | 18 | 6060 | 8530 | 21 | 33.6 | 7 | 15 | 0
IRB-U-0468 | U | Rooftop | C-RAN | 3 | 3 | 0 | 3 | 3 | 3 | 0 | 0 | 1 | 18 | 6060 | 8530 | 21 | 33.6 | 7 | 15 | 0
IRB-U-0469 | U | Monopole / greenfield | C-RAN | 3 | 3 | 0 | 3 | 3 | 3 | 0 | 0 | 1 | 18 | 6060 | 8530 | 21 | 33.6 | 7 | 15 | 0
IRB-U-0470 | U | Rooftop | C-RAN | 3 | 3 | 0 | 3 | 3 | 3 | 0 | 0 | 1 | 18 | 6060 | 8530 | 21 | 33.6 | 7 | 15 | 0
IRB-U-0471 | U | Monopole / greenfield | C-RAN | 3 | 3 | 0 | 3 | 3 | 3 | 0 | 0 | 1 | 18 | 6060 | 8530 | 21 | 33.6 | 7 | 15 | 0
IRB-U-0472 | U | Rooftop | C-RAN | 3 | 3 | 0 | 3 | 3 | 3 | 0 | 0 | 1 | 18 | 6060 | 8530 | 21 | 33.6 | 7 | 15 | 0
IRB-U-0473 | U | Rooftop | C-RAN | 3 | 3 | 0 | 3 | 3 | 3 | 0 | 0 | 1 | 18 | 6060 | 8530 | 21 | 33.6 | 7 | 15 | 0
IRB-U-0474 | U | Rooftop | C-RAN | 3 | 3 | 0 | 3 | 3 | 3 | 0 | 0 | 1 | 18 | 6060 | 8530 | 21 | 33.6 | 7 | 15 | 0
IRB-U-0475 | U | Rooftop | C-RAN | 3 | 3 | 0 | 3 | 3 | 3 | 0 | 0 | 1 | 18 | 6060 | 8530 | 21 | 33.6 | 7 | 15 | 0
IRB-U-0476 | U | Rooftop | C-RAN | 3 | 3 | 0 | 3 | 3 | 3 | 0 | 0 | 1 | 18 | 6060 | 8530 | 21 | 33.6 | 7 | 15 | 0
IRB-U-0477 | U | Rooftop | D-RAN | 3 | 3 | 0 | 3 | 3 | 3 | 1 | 1 | 0 | 18 | 6470 | 9100 | 21 | 38.4 | 8 | 15 | 0
IRB-U-0478 | U | Rooftop | D-RAN | 3 | 3 | 0 | 3 | 3 | 3 | 1 | 1 | 0 | 18 | 6470 | 9100 | 21 | 38.4 | 8 | 15 | 0
IRB-U-0479 | U | Monopole / greenfield | D-RAN | 3 | 3 | 0 | 3 | 3 | 3 | 1 | 1 | 0 | 18 | 6470 | 9100 | 21 | 38.4 | 8 | 15 | 0
IRB-U-0480 | U | Monopole / greenfield | D-RAN | 3 | 3 | 0 | 3 | 3 | 3 | 1 | 1 | 0 | 18 | 6470 | 9100 | 21 | 38.4 | 8 | 15 | 0
IRB-U-0481 | U | Monopole / greenfield | C-RAN | 3 | 3 | 0 | 3 | 3 | 3 | 0 | 0 | 1 | 18 | 6060 | 8530 | 21 | 33.6 | 7 | 15 | 0
IRB-U-0482 | U | Monopole / greenfield | C-RAN | 3 | 3 | 0 | 3 | 3 | 3 | 0 | 0 | 1 | 18 | 6060 | 8530 | 21 | 33.6 | 7 | 15 | 0
IRB-U-0483 | U | Monopole / greenfield | C-RAN | 3 | 3 | 0 | 3 | 3 | 3 | 0 | 0 | 1 | 18 | 6060 | 8530 | 21 | 33.6 | 7 | 15 | 0
IRB-U-0484 | U | Monopole / greenfield | C-RAN | 3 | 3 | 0 | 3 | 3 | 3 | 0 | 0 | 1 | 18 | 6060 | 8530 | 21 | 33.6 | 7 | 15 | 0
IRB-U-0485 | U | Monopole / greenfield | C-RAN | 3 | 3 | 0 | 3 | 3 | 3 | 0 | 0 | 1 | 18 | 6060 | 8530 | 21 | 33.6 | 7 | 15 | 0
IRB-U-0486 | U | Rooftop | C-RAN | 3 | 3 | 0 | 3 | 3 | 3 | 0 | 0 | 1 | 18 | 6060 | 8530 | 21 | 33.6 | 7 | 15 | 0
IRB-U-0487 | U | Rooftop | C-RAN | 3 | 3 | 0 | 3 | 3 | 3 | 0 | 0 | 1 | 18 | 6060 | 8530 | 21 | 33.6 | 7 | 15 | 0
IRB-U-0488 | U | Rooftop | C-RAN | 3 | 3 | 0 | 3 | 3 | 3 | 0 | 0 | 1 | 18 | 6060 | 8530 | 21 | 33.6 | 7 | 15 | 0
IRB-U-0489 | U | Rooftop | C-RAN | 3 | 3 | 0 | 3 | 3 | 3 | 0 | 0 | 1 | 18 | 6060 | 8530 | 21 | 33.6 | 7 | 15 | 0
IRB-U-0490 | U | Rooftop | D-RAN | 3 | 3 | 0 | 3 | 3 | 3 | 1 | 1 | 0 | 18 | 6470 | 9100 | 21 | 38.4 | 8 | 15 | 0
IRB-U-0491 | U | Rooftop | D-RAN | 3 | 3 | 0 | 3 | 3 | 3 | 1 | 1 | 0 | 18 | 6470 | 9100 | 21 | 38.4 | 8 | 15 | 0
AQB-SU-0150 | SU | Rooftop | D-RAN | 3 | 3 | 0 | 3 | 3 | 3 | 1 | 1 | 0 | 15 | 5720 | 8110 | 21 | 33.6 | 7 | 15 | 0
AQB-SU-0151 | SU | Rooftop | D-RAN | 3 | 3 | 0 | 3 | 3 | 3 | 1 | 1 | 0 | 15 | 5720 | 8110 | 21 | 33.6 | 7 | 15 | 0
AQB-SU-0152 | SU | Rooftop | D-RAN | 3 | 3 | 0 | 3 | 3 | 3 | 1 | 1 | 0 | 15 | 5720 | 8110 | 21 | 33.6 | 7 | 15 | 0
AQB-SU-0153 | SU | Monopole / greenfield | D-RAN | 3 | 3 | 0 | 3 | 3 | 3 | 1 | 1 | 0 | 15 | 5720 | 8110 | 21 | 33.6 | 7 | 15 | 0
AQB-SU-0154 | SU | Rooftop | D-RAN | 3 | 3 | 0 | 3 | 3 | 3 | 1 | 1 | 0 | 15 | 5720 | 8110 | 21 | 33.6 | 7 | 15 | 0
AQB-SU-0155 | SU | Rooftop | D-RAN | 3 | 3 | 0 | 3 | 3 | 3 | 1 | 1 | 0 | 15 | 5720 | 8110 | 21 | 33.6 | 7 | 15 | 0
AQB-SU-0156 | SU | Monopole / greenfield | D-RAN | 3 | 3 | 0 | 3 | 3 | 3 | 1 | 1 | 0 | 15 | 5720 | 8110 | 21 | 33.6 | 7 | 15 | 0
AQB-SU-0157 | SU | Rooftop | D-RAN | 3 | 3 | 0 | 3 | 3 | 3 | 1 | 1 | 0 | 15 | 5720 | 8110 | 21 | 33.6 | 7 | 15 | 0
AQB-SU-0158 | SU | Monopole / greenfield | D-RAN | 3 | 3 | 0 | 3 | 3 | 3 | 1 | 1 | 0 | 15 | 5720 | 8110 | 21 | 33.6 | 7 | 15 | 0
AQB-SU-0159 | SU | Monopole / greenfield | D-RAN | 3 | 3 | 0 | 3 | 3 | 3 | 1 | 1 | 0 | 15 | 5720 | 8110 | 21 | 33.6 | 7 | 15 | 0
AQB-SU-0160 | SU | Monopole / greenfield | D-RAN | 3 | 3 | 0 | 3 | 3 | 3 | 1 | 1 | 0 | 15 | 5720 | 8110 | 21 | 33.6 | 7 | 15 | 0
AQB-SU-0161 | SU | Monopole / greenfield | D-RAN | 3 | 3 | 0 | 3 | 3 | 3 | 1 | 1 | 0 | 15 | 5720 | 8110 | 21 | 33.6 | 7 | 15 | 0
AQB-SU-0162 | SU | Monopole / greenfield | D-RAN | 3 | 3 | 0 | 3 | 3 | 3 | 1 | 1 | 0 | 15 | 5720 | 8110 | 21 | 33.6 | 7 | 15 | 0
AQB-SU-0163 | SU | Monopole / greenfield | D-RAN | 3 | 3 | 0 | 3 | 3 | 3 | 1 | 1 | 0 | 15 | 5720 | 8110 | 21 | 33.6 | 7 | 15 | 0
AQB-SU-0164 | SU | Monopole / greenfield | D-RAN | 3 | 3 | 0 | 3 | 3 | 3 | 1 | 1 | 0 | 15 | 5720 | 8110 | 21 | 33.6 | 7 | 15 | 0
AQB-SU-0165 | SU | Monopole / greenfield | D-RAN | 3 | 3 | 0 | 3 | 3 | 3 | 1 | 1 | 0 | 15 | 5720 | 8110 | 21 | 33.6 | 7 | 15 | 0
AQB-SU-0166 | SU | Monopole / greenfield | D-RAN | 3 | 3 | 0 | 3 | 3 | 3 | 1 | 1 | 0 | 15 | 5720 | 8110 | 21 | 33.6 | 7 | 15 | 0
AQB-SU-0167 | SU | Monopole / greenfield | D-RAN | 3 | 3 | 0 | 3 | 3 | 3 | 1 | 1 | 0 | 15 | 5720 | 8110 | 21 | 33.6 | 7 | 15 | 0
AQB-SU-0168 | SU | Monopole / greenfield | D-RAN | 3 | 3 | 0 | 3 | 3 | 3 | 1 | 1 | 0 | 15 | 5720 | 8110 | 21 | 33.6 | 7 | 15 | 0
AQB-SU-0169 | SU | Monopole / greenfield | D-RAN | 3 | 3 | 0 | 3 | 3 | 3 | 1 | 1 | 0 | 15 | 5720 | 8110 | 21 | 33.6 | 7 | 15 | 0
AQB-SU-0170 | SU | Monopole / greenfield | D-RAN | 3 | 3 | 0 | 3 | 3 | 3 | 1 | 1 | 0 | 15 | 5720 | 8110 | 21 | 33.6 | 7 | 15 | 0
AQB-SU-0171 | SU | Monopole / greenfield | D-RAN | 3 | 3 | 0 | 3 | 3 | 3 | 1 | 1 | 0 | 15 | 5720 | 8110 | 21 | 33.6 | 7 | 15 | 0
AQB-SU-0172 | SU | Monopole / greenfield | D-RAN | 3 | 3 | 0 | 3 | 3 | 3 | 1 | 1 | 0 | 15 | 5720 | 8110 | 21 | 33.6 | 7 | 15 | 0
AQB-SU-0173 | SU | Monopole / greenfield | D-RAN | 3 | 3 | 0 | 3 | 3 | 3 | 1 | 1 | 0 | 15 | 5720 | 8110 | 21 | 33.6 | 7 | 15 | 0
AQB-SU-0174 | SU | Monopole / greenfield | D-RAN | 3 | 3 | 0 | 3 | 3 | 3 | 1 | 1 | 0 | 15 | 5720 | 8110 | 21 | 33.6 | 7 | 15 | 0
AQB-SU-0175 | SU | Monopole / greenfield | D-RAN | 3 | 3 | 0 | 3 | 3 | 3 | 1 | 1 | 0 | 15 | 5720 | 8110 | 21 | 33.6 | 7 | 15 | 0
AQB-SU-0176 | SU | Monopole / greenfield | D-RAN | 3 | 3 | 0 | 3 | 3 | 3 | 1 | 1 | 0 | 15 | 5720 | 8110 | 21 | 33.6 | 7 | 15 | 0
AQB-SU-0177 | SU | Monopole / greenfield | D-RAN | 3 | 3 | 0 | 3 | 3 | 3 | 1 | 1 | 0 | 15 | 5720 | 8110 | 21 | 33.6 | 7 | 15 | 0
AQB-SU-0178 | SU | Monopole / greenfield | D-RAN | 3 | 3 | 0 | 3 | 3 | 3 | 1 | 1 | 0 | 15 | 5720 | 8110 | 21 | 33.6 | 7 | 15 | 0
AQB-SU-0179 | SU | Monopole / greenfield | D-RAN | 3 | 3 | 0 | 3 | 3 | 3 | 1 | 1 | 0 | 15 | 5720 | 8110 | 21 | 33.6 | 7 | 15 | 0
AQB-SU-0180 | SU | Monopole / greenfield | D-RAN | 3 | 3 | 0 | 3 | 3 | 3 | 1 | 1 | 0 | 15 | 5720 | 8110 | 21 | 33.6 | 7 | 15 | 0
AQB-SU-0181 | SU | Monopole / greenfield | D-RAN | 3 | 3 | 0 | 3 | 3 | 3 | 1 | 1 | 0 | 15 | 5720 | 8110 | 21 | 33.6 | 7 | 15 | 0
AQB-SU-0182 | SU | Monopole / greenfield | D-RAN | 3 | 3 | 0 | 3 | 3 | 3 | 1 | 1 | 0 | 15 | 5720 | 8110 | 21 | 33.6 | 7 | 15 | 0
AQB-SU-0183 | SU | Monopole / greenfield | D-RAN | 3 | 3 | 0 | 3 | 3 | 3 | 1 | 1 | 0 | 15 | 5720 | 8110 | 21 | 33.6 | 7 | 15 | 0
AQB-SU-0184 | SU | Monopole / greenfield | D-RAN | 3 | 3 | 0 | 3 | 3 | 3 | 1 | 1 | 0 | 15 | 5720 | 8110 | 21 | 33.6 | 7 | 15 | 0
AQB-SU-0185 | SU | Monopole / greenfield | D-RAN | 3 | 3 | 0 | 3 | 3 | 3 | 1 | 1 | 0 | 15 | 5720 | 8110 | 21 | 33.6 | 7 | 15 | 0
AQB-SU-0186 | SU | Monopole / greenfield | D-RAN | 3 | 3 | 0 | 3 | 3 | 3 | 1 | 1 | 0 | 15 | 5720 | 8110 | 21 | 33.6 | 7 | 15 | 0
AQB-SU-0187 | SU | Monopole / greenfield | D-RAN | 3 | 3 | 0 | 3 | 3 | 3 | 1 | 1 | 0 | 15 | 5720 | 8110 | 21 | 33.6 | 7 | 15 | 0
AQB-SU-0188 | SU | Monopole / greenfield | D-RAN | 3 | 3 | 0 | 3 | 3 | 3 | 1 | 1 | 0 | 15 | 5720 | 8110 | 21 | 33.6 | 7 | 15 | 0
AQB-SU-0189 | SU | Monopole / greenfield | D-RAN | 3 | 3 | 0 | 3 | 3 | 3 | 1 | 1 | 0 | 15 | 5720 | 8110 | 21 | 33.6 | 7 | 15 | 0
AQB-SU-0190 | SU | Monopole / greenfield | D-RAN | 3 | 3 | 0 | 3 | 3 | 3 | 1 | 1 | 0 | 15 | 5720 | 8110 | 21 | 33.6 | 7 | 15 | 0
AQB-SU-0191 | SU | Monopole / greenfield | D-RAN | 3 | 3 | 0 | 3 | 3 | 3 | 1 | 1 | 0 | 15 | 5720 | 8110 | 21 | 33.6 | 7 | 15 | 0
AQB-SU-0192 | SU | Monopole / greenfield | D-RAN | 3 | 3 | 0 | 3 | 3 | 3 | 1 | 1 | 0 | 15 | 5720 | 8110 | 21 | 33.6 | 7 | 15 | 0
AQB-SU-0193 | SU | Monopole / greenfield | D-RAN | 3 | 3 | 0 | 3 | 3 | 3 | 1 | 1 | 0 | 15 | 5720 | 8110 | 21 | 33.6 | 7 | 15 | 0
AQB-SU-0194 | SU | Monopole / greenfield | D-RAN | 3 | 3 | 0 | 3 | 3 | 3 | 1 | 1 | 0 | 15 | 5720 | 8110 | 21 | 33.6 | 7 | 15 | 0
AQB-SU-0195 | SU | Monopole / greenfield | D-RAN | 3 | 3 | 0 | 3 | 3 | 3 | 1 | 1 | 0 | 15 | 5720 | 8110 | 21 | 33.6 | 7 | 15 | 0
AQB-SU-0196 | SU | Monopole / greenfield | D-RAN | 3 | 3 | 0 | 3 | 3 | 3 | 1 | 1 | 0 | 15 | 5720 | 8110 | 21 | 33.6 | 7 | 15 | 0
AQB-SU-0197 | SU | Monopole / greenfield | D-RAN | 3 | 3 | 0 | 3 | 3 | 3 | 1 | 1 | 0 | 15 | 5720 | 8110 | 21 | 33.6 | 7 | 15 | 0
AQB-SU-0198 | SU | Monopole / greenfield | D-RAN | 3 | 3 | 0 | 3 | 3 | 3 | 1 | 1 | 0 | 15 | 5720 | 8110 | 21 | 33.6 | 7 | 15 | 0
AQB-SU-0199 | SU | Monopole / greenfield | D-RAN | 3 | 3 | 0 | 3 | 3 | 3 | 1 | 1 | 0 | 15 | 5720 | 8110 | 21 | 33.6 | 7 | 15 | 0
AQB-SU-0200 | SU | Monopole / greenfield | D-RAN | 3 | 3 | 0 | 3 | 3 | 3 | 1 | 1 | 0 | 15 | 5720 | 8110 | 21 | 33.6 | 7 | 15 | 0
AQB-SU-0201 | SU | Monopole / greenfield | D-RAN | 3 | 3 | 0 | 3 | 3 | 3 | 1 | 1 | 0 | 15 | 5720 | 8110 | 21 | 33.6 | 7 | 15 | 0
AQB-SU-0202 | SU | Monopole / greenfield | C-RAN | 3 | 3 | 0 | 3 | 3 | 3 | 0 | 0 | 1 | 15 | 5310 | 7540 | 18 | 28.8 | 6 | 15 | 0
AQB-SU-0203 | SU | Monopole / greenfield | C-RAN | 3 | 3 | 0 | 3 | 3 | 3 | 0 | 0 | 1 | 15 | 5310 | 7540 | 18 | 28.8 | 6 | 15 | 0
AQB-SU-0204 | SU | Monopole / greenfield | C-RAN | 3 | 3 | 0 | 3 | 3 | 3 | 0 | 0 | 1 | 15 | 5310 | 7540 | 18 | 28.8 | 6 | 15 | 0
AQB-SU-0205 | SU | Monopole / greenfield | C-RAN | 3 | 3 | 0 | 3 | 3 | 3 | 0 | 0 | 1 | 15 | 5310 | 7540 | 18 | 28.8 | 6 | 15 | 0
AQB-SU-0206 | SU | Monopole / greenfield | C-RAN | 3 | 3 | 0 | 3 | 3 | 3 | 0 | 0 | 1 | 15 | 5310 | 7540 | 18 | 28.8 | 6 | 15 | 0
AQB-SU-0207 | SU | Monopole / greenfield | C-RAN | 3 | 3 | 0 | 3 | 3 | 3 | 0 | 0 | 1 | 15 | 5310 | 7540 | 18 | 28.8 | 6 | 15 | 0
AQB-SU-0208 | SU | Monopole / greenfield | C-RAN | 3 | 3 | 0 | 3 | 3 | 3 | 0 | 0 | 1 | 15 | 5310 | 7540 | 18 | 28.8 | 6 | 15 | 0
AQB-SU-0209 | SU | Monopole / greenfield | C-RAN | 3 | 3 | 0 | 3 | 3 | 3 | 0 | 0 | 1 | 15 | 5310 | 7540 | 18 | 28.8 | 6 | 15 | 0
AQB-SU-0210 | SU | Monopole / greenfield | C-RAN | 3 | 3 | 0 | 3 | 3 | 3 | 0 | 0 | 1 | 15 | 5310 | 7540 | 18 | 28.8 | 6 | 15 | 0
AQB-SU-0211 | SU | Monopole / greenfield | C-RAN | 3 | 3 | 0 | 3 | 3 | 3 | 0 | 0 | 1 | 15 | 5310 | 7540 | 18 | 28.8 | 6 | 15 | 0
AQB-SU-0212 | SU | Monopole / greenfield | C-RAN | 3 | 3 | 0 | 3 | 3 | 3 | 0 | 0 | 1 | 15 | 5310 | 7540 | 18 | 28.8 | 6 | 15 | 0
AQB-SU-0213 | SU | Monopole / greenfield | C-RAN | 3 | 3 | 0 | 3 | 3 | 3 | 0 | 0 | 1 | 15 | 5310 | 7540 | 18 | 28.8 | 6 | 15 | 0
AQB-SU-0214 | SU | Monopole / greenfield | D-RAN | 3 | 3 | 0 | 3 | 3 | 3 | 1 | 1 | 0 | 15 | 5720 | 8110 | 21 | 33.6 | 7 | 15 | 0
AQB-SU-0215 | SU | Monopole / greenfield | D-RAN | 3 | 3 | 0 | 3 | 3 | 3 | 1 | 1 | 0 | 15 | 5720 | 8110 | 21 | 33.6 | 7 | 15 | 0
AQB-SU-0216 | SU | Monopole / greenfield | D-RAN | 3 | 3 | 0 | 3 | 3 | 3 | 1 | 1 | 0 | 15 | 5720 | 8110 | 21 | 33.6 | 7 | 15 | 0
AQB-SU-0217 | SU | Monopole / greenfield | D-RAN | 3 | 3 | 0 | 3 | 3 | 3 | 1 | 1 | 0 | 15 | 5720 | 8110 | 21 | 33.6 | 7 | 15 | 0
AQB-SU-0218 | SU | Monopole / greenfield | D-RAN | 3 | 3 | 0 | 3 | 3 | 3 | 1 | 1 | 0 | 15 | 5720 | 8110 | 21 | 33.6 | 7 | 15 | 0
AQB-SU-0219 | SU | Monopole / greenfield | D-RAN | 3 | 3 | 0 | 3 | 3 | 3 | 1 | 1 | 0 | 15 | 5720 | 8110 | 21 | 33.6 | 7 | 15 | 0
AQB-SU-0220 | SU | Monopole / greenfield | D-RAN | 3 | 3 | 0 | 3 | 3 | 3 | 1 | 1 | 0 | 15 | 5720 | 8110 | 21 | 33.6 | 7 | 15 | 0
AQB-SU-0221 | SU | Monopole / greenfield | D-RAN | 3 | 3 | 0 | 3 | 3 | 3 | 1 | 1 | 0 | 15 | 5720 | 8110 | 21 | 33.6 | 7 | 15 | 0
AQB-SU-0222 | SU | Monopole / greenfield | D-RAN | 3 | 3 | 0 | 3 | 3 | 3 | 1 | 1 | 0 | 15 | 5720 | 8110 | 21 | 33.6 | 7 | 15 | 0
AQB-SU-0223 | SU | Monopole / greenfield | D-RAN | 3 | 3 | 0 | 3 | 3 | 3 | 1 | 1 | 0 | 15 | 5720 | 8110 | 21 | 33.6 | 7 | 15 | 0
AQB-SU-0224 | SU | Monopole / greenfield | D-RAN | 3 | 3 | 0 | 3 | 3 | 3 | 1 | 1 | 0 | 15 | 5720 | 8110 | 21 | 33.6 | 7 | 15 | 0
AQB-SU-0225 | SU | Monopole / greenfield | D-RAN | 3 | 3 | 0 | 3 | 3 | 3 | 1 | 1 | 0 | 15 | 5720 | 8110 | 21 | 33.6 | 7 | 15 | 0
AQB-SU-0226 | SU | Monopole / greenfield | D-RAN | 3 | 3 | 0 | 3 | 3 | 3 | 1 | 1 | 0 | 15 | 5720 | 8110 | 21 | 33.6 | 7 | 15 | 0
AQB-SU-0227 | SU | Monopole / greenfield | D-RAN | 3 | 3 | 0 | 3 | 3 | 3 | 1 | 1 | 0 | 15 | 5720 | 8110 | 21 | 33.6 | 7 | 15 | 0
AQB-SU-0228 | SU | Rooftop | D-RAN | 3 | 3 | 0 | 3 | 3 | 3 | 1 | 1 | 0 | 15 | 5720 | 8110 | 21 | 33.6 | 7 | 15 | 0
AQB-SU-0229 | SU | Monopole / greenfield | D-RAN | 3 | 3 | 0 | 3 | 3 | 3 | 1 | 1 | 0 | 15 | 5720 | 8110 | 21 | 33.6 | 7 | 15 | 0
AQB-SU-0230 | SU | Monopole / greenfield | D-RAN | 3 | 3 | 0 | 3 | 3 | 3 | 1 | 1 | 0 | 15 | 5720 | 8110 | 21 | 33.6 | 7 | 15 | 0
AQB-SU-0231 | SU | Monopole / greenfield | D-RAN | 3 | 3 | 0 | 3 | 3 | 3 | 1 | 1 | 0 | 15 | 5720 | 8110 | 21 | 33.6 | 7 | 15 | 0
AQB-SU-0232 | SU | Monopole / greenfield | D-RAN | 3 | 3 | 0 | 3 | 3 | 3 | 1 | 1 | 0 | 15 | 5720 | 8110 | 21 | 33.6 | 7 | 15 | 0
AQB-SU-0233 | SU | Monopole / greenfield | D-RAN | 3 | 3 | 0 | 3 | 3 | 3 | 1 | 1 | 0 | 15 | 5720 | 8110 | 21 | 33.6 | 7 | 15 | 0
AQB-SU-0234 | SU | Monopole / greenfield | D-RAN | 3 | 3 | 0 | 3 | 3 | 3 | 1 | 1 | 0 | 15 | 5720 | 8110 | 21 | 33.6 | 7 | 15 | 0
AQB-SU-0235 | SU | Monopole / greenfield | D-RAN | 3 | 3 | 0 | 3 | 3 | 3 | 1 | 1 | 0 | 15 | 5720 | 8110 | 21 | 33.6 | 7 | 15 | 0
AQB-SU-0236 | SU | Monopole / greenfield | D-RAN | 3 | 3 | 0 | 3 | 3 | 3 | 1 | 1 | 0 | 15 | 5720 | 8110 | 21 | 33.6 | 7 | 15 | 0
AQB-SU-0237 | SU | Monopole / greenfield | D-RAN | 3 | 3 | 0 | 3 | 3 | 3 | 1 | 1 | 0 | 15 | 5720 | 8110 | 21 | 33.6 | 7 | 15 | 0
AQB-SU-0238 | SU | Monopole / greenfield | D-RAN | 3 | 3 | 0 | 3 | 3 | 3 | 1 | 1 | 0 | 15 | 5720 | 8110 | 21 | 33.6 | 7 | 15 | 0
AQB-SU-0239 | SU | Monopole / greenfield | D-RAN | 3 | 3 | 0 | 3 | 3 | 3 | 1 | 1 | 0 | 15 | 5720 | 8110 | 21 | 33.6 | 7 | 15 | 0
AQB-SU-0240 | SU | Monopole / greenfield | D-RAN | 3 | 3 | 0 | 3 | 3 | 3 | 1 | 1 | 0 | 15 | 5720 | 8110 | 21 | 33.6 | 7 | 15 | 0
AQB-SU-0241 | SU | Monopole / greenfield | D-RAN | 3 | 3 | 0 | 3 | 3 | 3 | 1 | 1 | 0 | 15 | 5720 | 8110 | 21 | 33.6 | 7 | 15 | 0
AQB-SU-0242 | SU | Monopole / greenfield | D-RAN | 3 | 3 | 0 | 3 | 3 | 3 | 1 | 1 | 0 | 15 | 5720 | 8110 | 21 | 33.6 | 7 | 15 | 0
AQB-SU-0243 | SU | Monopole / greenfield | D-RAN | 3 | 3 | 0 | 3 | 3 | 3 | 1 | 1 | 0 | 15 | 5720 | 8110 | 21 | 33.6 | 7 | 15 | 0
AQB-SU-0244 | SU | Monopole / greenfield | D-RAN | 3 | 3 | 0 | 3 | 3 | 3 | 1 | 1 | 0 | 15 | 5720 | 8110 | 21 | 33.6 | 7 | 15 | 0
AQB-SU-0245 | SU | Monopole / greenfield | D-RAN | 3 | 3 | 0 | 3 | 3 | 3 | 1 | 1 | 0 | 15 | 5720 | 8110 | 21 | 33.6 | 7 | 15 | 0
AQB-SU-0246 | SU | Monopole / greenfield | D-RAN | 3 | 3 | 0 | 3 | 3 | 3 | 1 | 1 | 0 | 15 | 5720 | 8110 | 21 | 33.6 | 7 | 15 | 0
AQB-SU-0247 | SU | Monopole / greenfield | D-RAN | 3 | 3 | 0 | 3 | 3 | 3 | 1 | 1 | 0 | 15 | 5720 | 8110 | 21 | 33.6 | 7 | 15 | 0
AQB-SU-0248 | SU | Monopole / greenfield | D-RAN | 3 | 3 | 0 | 3 | 3 | 3 | 1 | 1 | 0 | 15 | 5720 | 8110 | 21 | 33.6 | 7 | 15 | 0
AQB-SU-0249 | SU | Monopole / greenfield | D-RAN | 3 | 3 | 0 | 3 | 3 | 3 | 1 | 1 | 0 | 15 | 5720 | 8110 | 21 | 33.6 | 7 | 15 | 0
AQB-SU-0250 | SU | Monopole / greenfield | D-RAN | 3 | 3 | 0 | 3 | 3 | 3 | 1 | 1 | 0 | 15 | 5720 | 8110 | 21 | 33.6 | 7 | 15 | 0
AQB-SU-0251 | SU | Monopole / greenfield | D-RAN | 3 | 3 | 0 | 3 | 3 | 3 | 1 | 1 | 0 | 15 | 5720 | 8110 | 21 | 33.6 | 7 | 15 | 0
MA-SU-0087 | SU | Monopole / greenfield | C-RAN | 3 | 3 | 0 | 3 | 3 | 3 | 0 | 0 | 1 | 15 | 5310 | 7540 | 18 | 28.8 | 6 | 15 | 0
MA-SU-0088 | SU | Monopole / greenfield | C-RAN | 3 | 3 | 0 | 3 | 3 | 3 | 0 | 0 | 1 | 15 | 5310 | 7540 | 18 | 28.8 | 6 | 15 | 0
MA-SU-0089 | SU | Monopole / greenfield | C-RAN | 3 | 3 | 0 | 3 | 3 | 3 | 0 | 0 | 1 | 15 | 5310 | 7540 | 18 | 28.8 | 6 | 15 | 0
MA-SU-0090 | SU | Monopole / greenfield | C-RAN | 3 | 3 | 0 | 3 | 3 | 3 | 0 | 0 | 1 | 15 | 5310 | 7540 | 18 | 28.8 | 6 | 15 | 0
MA-SU-0091 | SU | Monopole / greenfield | C-RAN | 3 | 3 | 0 | 3 | 3 | 3 | 0 | 0 | 1 | 15 | 5310 | 7540 | 18 | 28.8 | 6 | 15 | 0
MA-SU-0092 | SU | Monopole / greenfield | C-RAN | 3 | 3 | 0 | 3 | 3 | 3 | 0 | 0 | 1 | 15 | 5310 | 7540 | 18 | 28.8 | 6 | 15 | 0
MA-SU-0093 | SU | Monopole / greenfield | C-RAN | 3 | 3 | 0 | 3 | 3 | 3 | 0 | 0 | 1 | 15 | 5310 | 7540 | 18 | 28.8 | 6 | 15 | 0
MA-SU-0094 | SU | Monopole / greenfield | C-RAN | 3 | 3 | 0 | 3 | 3 | 3 | 0 | 0 | 1 | 15 | 5310 | 7540 | 18 | 28.8 | 6 | 15 | 0
MA-SU-0095 | SU | Monopole / greenfield | C-RAN | 3 | 3 | 0 | 3 | 3 | 3 | 0 | 0 | 1 | 15 | 5310 | 7540 | 18 | 28.8 | 6 | 15 | 0
MA-SU-0096 | SU | Monopole / greenfield | C-RAN | 3 | 3 | 0 | 3 | 3 | 3 | 0 | 0 | 1 | 15 | 5310 | 7540 | 18 | 28.8 | 6 | 15 | 0
MA-SU-0097 | SU | Monopole / greenfield | C-RAN | 3 | 3 | 0 | 3 | 3 | 3 | 0 | 0 | 1 | 15 | 5310 | 7540 | 18 | 28.8 | 6 | 15 | 0
MA-SU-0098 | SU | Monopole / greenfield | C-RAN | 3 | 3 | 0 | 3 | 3 | 3 | 0 | 0 | 1 | 15 | 5310 | 7540 | 18 | 28.8 | 6 | 15 | 0
MA-SU-0099 | SU | Monopole / greenfield | C-RAN | 3 | 3 | 0 | 3 | 3 | 3 | 0 | 0 | 1 | 15 | 5310 | 7540 | 18 | 28.8 | 6 | 15 | 0
MA-SU-0100 | SU | Monopole / greenfield | C-RAN | 3 | 3 | 0 | 3 | 3 | 3 | 0 | 0 | 1 | 15 | 5310 | 7540 | 18 | 28.8 | 6 | 15 | 0
MA-SU-0101 | SU | Monopole / greenfield | C-RAN | 3 | 3 | 0 | 3 | 3 | 3 | 0 | 0 | 1 | 15 | 5310 | 7540 | 18 | 28.8 | 6 | 15 | 0
MA-SU-0102 | SU | Monopole / greenfield | C-RAN | 3 | 3 | 0 | 3 | 3 | 3 | 0 | 0 | 1 | 15 | 5310 | 7540 | 18 | 28.8 | 6 | 15 | 0
MA-SU-0103 | SU | Monopole / greenfield | C-RAN | 3 | 3 | 0 | 3 | 3 | 3 | 0 | 0 | 1 | 15 | 5310 | 7540 | 18 | 28.8 | 6 | 15 | 0
MA-SU-0104 | SU | Monopole / greenfield | C-RAN | 3 | 3 | 0 | 3 | 3 | 3 | 0 | 0 | 1 | 15 | 5310 | 7540 | 18 | 28.8 | 6 | 15 | 0
MA-SU-0105 | SU | Monopole / greenfield | C-RAN | 3 | 3 | 0 | 3 | 3 | 3 | 0 | 0 | 1 | 15 | 5310 | 7540 | 18 | 28.8 | 6 | 15 | 0
MA-SU-0106 | SU | Monopole / greenfield | C-RAN | 3 | 3 | 0 | 3 | 3 | 3 | 0 | 0 | 1 | 15 | 5310 | 7540 | 18 | 28.8 | 6 | 15 | 0
MA-SU-0107 | SU | Monopole / greenfield | C-RAN | 3 | 3 | 0 | 3 | 3 | 3 | 0 | 0 | 1 | 15 | 5310 | 7540 | 18 | 28.8 | 6 | 15 | 0
MA-SU-0108 | SU | Monopole / greenfield | C-RAN | 3 | 3 | 0 | 3 | 3 | 3 | 0 | 0 | 1 | 15 | 5310 | 7540 | 18 | 28.8 | 6 | 15 | 0
MA-SU-0109 | SU | Monopole / greenfield | C-RAN | 3 | 3 | 0 | 3 | 3 | 3 | 0 | 0 | 1 | 15 | 5310 | 7540 | 18 | 28.8 | 6 | 15 | 0
MA-SU-0110 | SU | Monopole / greenfield | C-RAN | 3 | 3 | 0 | 3 | 3 | 3 | 0 | 0 | 1 | 15 | 5310 | 7540 | 18 | 28.8 | 6 | 15 | 0
MA-SU-0111 | SU | Monopole / greenfield | C-RAN | 3 | 3 | 0 | 3 | 3 | 3 | 0 | 0 | 1 | 15 | 5310 | 7540 | 18 | 28.8 | 6 | 15 | 0
MA-SU-0112 | SU | Monopole / greenfield | C-RAN | 3 | 3 | 0 | 3 | 3 | 3 | 0 | 0 | 1 | 15 | 5310 | 7540 | 18 | 28.8 | 6 | 15 | 0
MA-SU-0113 | SU | Monopole / greenfield | C-RAN | 3 | 3 | 0 | 3 | 3 | 3 | 0 | 0 | 1 | 15 | 5310 | 7540 | 18 | 28.8 | 6 | 15 | 0
MA-SU-0114 | SU | Monopole / greenfield | C-RAN | 3 | 3 | 0 | 3 | 3 | 3 | 0 | 0 | 1 | 15 | 5310 | 7540 | 18 | 28.8 | 6 | 15 | 0
MA-SU-0115 | SU | Monopole / greenfield | C-RAN | 3 | 3 | 0 | 3 | 3 | 3 | 0 | 0 | 1 | 15 | 5310 | 7540 | 18 | 28.8 | 6 | 15 | 0
MA-SU-0116 | SU | Monopole / greenfield | C-RAN | 3 | 3 | 0 | 3 | 3 | 3 | 0 | 0 | 1 | 15 | 5310 | 7540 | 18 | 28.8 | 6 | 15 | 0
MA-SU-0117 | SU | Monopole / greenfield | C-RAN | 3 | 3 | 0 | 3 | 3 | 3 | 0 | 0 | 1 | 15 | 5310 | 7540 | 18 | 28.8 | 6 | 15 | 0
MA-SU-0118 | SU | Monopole / greenfield | C-RAN | 3 | 3 | 0 | 3 | 3 | 3 | 0 | 0 | 1 | 15 | 5310 | 7540 | 18 | 28.8 | 6 | 15 | 0
MA-SU-0119 | SU | Monopole / greenfield | C-RAN | 3 | 3 | 0 | 3 | 3 | 3 | 0 | 0 | 1 | 15 | 5310 | 7540 | 18 | 28.8 | 6 | 15 | 0
MA-SU-0120 | SU | Monopole / greenfield | C-RAN | 3 | 3 | 0 | 3 | 3 | 3 | 0 | 0 | 1 | 15 | 5310 | 7540 | 18 | 28.8 | 6 | 15 | 0
MA-SU-0121 | SU | Monopole / greenfield | C-RAN | 3 | 3 | 0 | 3 | 3 | 3 | 0 | 0 | 1 | 15 | 5310 | 7540 | 18 | 28.8 | 6 | 15 | 0
MA-SU-0122 | SU | Monopole / greenfield | C-RAN | 3 | 3 | 0 | 3 | 3 | 3 | 0 | 0 | 1 | 15 | 5310 | 7540 | 18 | 28.8 | 6 | 15 | 0
MA-SU-0123 | SU | Monopole / greenfield | C-RAN | 3 | 3 | 0 | 3 | 3 | 3 | 0 | 0 | 1 | 15 | 5310 | 7540 | 18 | 28.8 | 6 | 15 | 0
MA-SU-0124 | SU | Monopole / greenfield | C-RAN | 3 | 3 | 0 | 3 | 3 | 3 | 0 | 0 | 1 | 15 | 5310 | 7540 | 18 | 28.8 | 6 | 15 | 0
MA-SU-0125 | SU | Monopole / greenfield | C-RAN | 3 | 3 | 0 | 3 | 3 | 3 | 0 | 0 | 1 | 15 | 5310 | 7540 | 18 | 28.8 | 6 | 15 | 0
MA-SU-0126 | SU | Monopole / greenfield | C-RAN | 3 | 3 | 0 | 3 | 3 | 3 | 0 | 0 | 1 | 15 | 5310 | 7540 | 18 | 28.8 | 6 | 15 | 0
MA-SU-0127 | SU | Monopole / greenfield | C-RAN | 3 | 3 | 0 | 3 | 3 | 3 | 0 | 0 | 1 | 15 | 5310 | 7540 | 18 | 28.8 | 6 | 15 | 0
MA-SU-0128 | SU | Monopole / greenfield | C-RAN | 3 | 3 | 0 | 3 | 3 | 3 | 0 | 0 | 1 | 15 | 5310 | 7540 | 18 | 28.8 | 6 | 15 | 0
MA-SU-0129 | SU | Monopole / greenfield | C-RAN | 3 | 3 | 0 | 3 | 3 | 3 | 0 | 0 | 1 | 15 | 5310 | 7540 | 18 | 28.8 | 6 | 15 | 0
MA-SU-0130 | SU | Monopole / greenfield | C-RAN | 3 | 3 | 0 | 3 | 3 | 3 | 0 | 0 | 1 | 15 | 5310 | 7540 | 18 | 28.8 | 6 | 15 | 0
MA-SU-0131 | SU | Monopole / greenfield | C-RAN | 3 | 3 | 0 | 3 | 3 | 3 | 0 | 0 | 1 | 15 | 5310 | 7540 | 18 | 28.8 | 6 | 15 | 0
MA-SU-0132 | SU | Monopole / greenfield | C-RAN | 3 | 3 | 0 | 3 | 3 | 3 | 0 | 0 | 1 | 15 | 5310 | 7540 | 18 | 28.8 | 6 | 15 | 0
MA-SU-0133 | SU | Monopole / greenfield | C-RAN | 3 | 3 | 0 | 3 | 3 | 3 | 0 | 0 | 1 | 15 | 5310 | 7540 | 18 | 28.8 | 6 | 15 | 0
MA-SU-0134 | SU | Monopole / greenfield | C-RAN | 3 | 3 | 0 | 3 | 3 | 3 | 0 | 0 | 1 | 15 | 5310 | 7540 | 18 | 28.8 | 6 | 15 | 0
MA-SU-0135 | SU | Monopole / greenfield | C-RAN | 3 | 3 | 0 | 3 | 3 | 3 | 0 | 0 | 1 | 15 | 5310 | 7540 | 18 | 28.8 | 6 | 15 | 0
MA-SU-0136 | SU | Monopole / greenfield | C-RAN | 3 | 3 | 0 | 3 | 3 | 3 | 0 | 0 | 1 | 15 | 5310 | 7540 | 18 | 28.8 | 6 | 15 | 0
MA-SU-0137 | SU | Monopole / greenfield | C-RAN | 3 | 3 | 0 | 3 | 3 | 3 | 0 | 0 | 1 | 15 | 5310 | 7540 | 18 | 28.8 | 6 | 15 | 0
WAD-SU-0039 | SU | Monopole / greenfield | C-RAN | 3 | 3 | 0 | 3 | 3 | 3 | 0 | 0 | 1 | 15 | 5310 | 7540 | 18 | 28.8 | 6 | 15 | 0
WAD-SU-0040 | SU | Monopole / greenfield | C-RAN | 3 | 3 | 0 | 3 | 3 | 3 | 0 | 0 | 1 | 15 | 5310 | 7540 | 18 | 28.8 | 6 | 15 | 0
WAD-SU-0041 | SU | Monopole / greenfield | C-RAN | 3 | 3 | 0 | 3 | 3 | 3 | 0 | 0 | 1 | 15 | 5310 | 7540 | 18 | 28.8 | 6 | 15 | 0
WAD-SU-0042 | SU | Monopole / greenfield | C-RAN | 3 | 3 | 0 | 3 | 3 | 3 | 0 | 0 | 1 | 15 | 5310 | 7540 | 18 | 28.8 | 6 | 15 | 0
WAD-SU-0043 | SU | Monopole / greenfield | D-RAN | 3 | 3 | 0 | 3 | 3 | 3 | 1 | 1 | 0 | 15 | 5720 | 8110 | 21 | 33.6 | 7 | 15 | 0
WAD-SU-0044 | SU | Monopole / greenfield | C-RAN | 3 | 3 | 0 | 3 | 3 | 3 | 0 | 0 | 1 | 15 | 5310 | 7540 | 18 | 28.8 | 6 | 15 | 0
WAD-SU-0045 | SU | Monopole / greenfield | C-RAN | 3 | 3 | 0 | 3 | 3 | 3 | 0 | 0 | 1 | 15 | 5310 | 7540 | 18 | 28.8 | 6 | 15 | 0
WAD-SU-0046 | SU | Monopole / greenfield | D-RAN | 3 | 3 | 0 | 3 | 3 | 3 | 1 | 1 | 0 | 15 | 5720 | 8110 | 21 | 33.6 | 7 | 15 | 0
WAD-SU-0047 | SU | Monopole / greenfield | D-RAN | 3 | 3 | 0 | 3 | 3 | 3 | 1 | 1 | 0 | 15 | 5720 | 8110 | 21 | 33.6 | 7 | 15 | 0
WAD-SU-0048 | SU | Monopole / greenfield | C-RAN | 3 | 3 | 0 | 3 | 3 | 3 | 0 | 0 | 1 | 15 | 5310 | 7540 | 18 | 28.8 | 6 | 15 | 0
WAD-SU-0049 | SU | Monopole / greenfield | D-RAN | 3 | 3 | 0 | 3 | 3 | 3 | 1 | 1 | 0 | 15 | 5720 | 8110 | 21 | 33.6 | 7 | 15 | 0
WAD-SU-0050 | SU | Monopole / greenfield | C-RAN | 3 | 3 | 0 | 3 | 3 | 3 | 0 | 0 | 1 | 15 | 5310 | 7540 | 18 | 28.8 | 6 | 15 | 0
WAD-SU-0051 | SU | Monopole / greenfield | D-RAN | 3 | 3 | 0 | 3 | 3 | 3 | 1 | 1 | 0 | 15 | 5720 | 8110 | 21 | 33.6 | 7 | 15 | 0
WAD-SU-0052 | SU | Monopole / greenfield | D-RAN | 3 | 3 | 0 | 3 | 3 | 3 | 1 | 1 | 0 | 15 | 5720 | 8110 | 21 | 33.6 | 7 | 15 | 0
WAD-SU-0053 | SU | Monopole / greenfield | D-RAN | 3 | 3 | 0 | 3 | 3 | 3 | 1 | 1 | 0 | 15 | 5720 | 8110 | 21 | 33.6 | 7 | 15 | 0
WAD-SU-0054 | SU | Monopole / greenfield | D-RAN | 3 | 3 | 0 | 3 | 3 | 3 | 1 | 1 | 0 | 15 | 5720 | 8110 | 21 | 33.6 | 7 | 15 | 0
WAD-SU-0055 | SU | Monopole / greenfield | D-RAN | 3 | 3 | 0 | 3 | 3 | 3 | 1 | 1 | 0 | 15 | 5720 | 8110 | 21 | 33.6 | 7 | 15 | 0
WAD-SU-0056 | SU | Monopole / greenfield | D-RAN | 3 | 3 | 0 | 3 | 3 | 3 | 1 | 1 | 0 | 15 | 5720 | 8110 | 21 | 33.6 | 7 | 15 | 0
WAD-SU-0057 | SU | Monopole / greenfield | D-RAN | 3 | 3 | 0 | 3 | 3 | 3 | 1 | 1 | 0 | 15 | 5720 | 8110 | 21 | 33.6 | 7 | 15 | 0
WAD-SU-0058 | SU | Monopole / greenfield | D-RAN | 3 | 3 | 0 | 3 | 3 | 3 | 1 | 1 | 0 | 15 | 5720 | 8110 | 21 | 33.6 | 7 | 15 | 0
WAD-SU-0059 | SU | Monopole / greenfield | D-RAN | 3 | 3 | 0 | 3 | 3 | 3 | 1 | 1 | 0 | 15 | 5720 | 8110 | 21 | 33.6 | 7 | 15 | 0
WAD-SU-0060 | SU | Monopole / greenfield | D-RAN | 3 | 3 | 0 | 3 | 3 | 3 | 1 | 1 | 0 | 15 | 5720 | 8110 | 21 | 33.6 | 7 | 15 | 0
WAD-SU-0061 | SU | Monopole / greenfield | C-RAN | 3 | 3 | 0 | 3 | 3 | 3 | 0 | 0 | 1 | 15 | 5310 | 7540 | 18 | 28.8 | 6 | 15 | 0
WAD-SU-0062 | SU | Monopole / greenfield | D-RAN | 3 | 3 | 0 | 3 | 3 | 3 | 1 | 1 | 0 | 15 | 5720 | 8110 | 21 | 33.6 | 7 | 15 | 0
WAD-SU-0063 | SU | Monopole / greenfield | D-RAN | 3 | 3 | 0 | 3 | 3 | 3 | 1 | 1 | 0 | 15 | 5720 | 8110 | 21 | 33.6 | 7 | 15 | 0
WAD-SU-0064 | SU | Monopole / greenfield | D-RAN | 3 | 3 | 0 | 3 | 3 | 3 | 1 | 1 | 0 | 15 | 5720 | 8110 | 21 | 33.6 | 7 | 15 | 0
WAD-SU-0065 | SU | Monopole / greenfield | D-RAN | 3 | 3 | 0 | 3 | 3 | 3 | 1 | 1 | 0 | 15 | 5720 | 8110 | 21 | 33.6 | 7 | 15 | 0
TAF-SU-0044 | SU | Monopole / greenfield | C-RAN | 3 | 3 | 0 | 3 | 3 | 3 | 0 | 0 | 1 | 15 | 5310 | 7540 | 18 | 28.8 | 6 | 15 | 0
TAF-SU-0045 | SU | Monopole / greenfield | C-RAN | 3 | 3 | 0 | 3 | 3 | 3 | 0 | 0 | 1 | 15 | 5310 | 7540 | 18 | 28.8 | 6 | 15 | 0
TAF-SU-0046 | SU | Monopole / greenfield | C-RAN | 3 | 3 | 0 | 3 | 3 | 3 | 0 | 0 | 1 | 15 | 5310 | 7540 | 18 | 28.8 | 6 | 15 | 0
TAF-SU-0047 | SU | Monopole / greenfield | C-RAN | 3 | 3 | 0 | 3 | 3 | 3 | 0 | 0 | 1 | 15 | 5310 | 7540 | 18 | 28.8 | 6 | 15 | 0
TAF-SU-0048 | SU | Monopole / greenfield | C-RAN | 3 | 3 | 0 | 3 | 3 | 3 | 0 | 0 | 1 | 15 | 5310 | 7540 | 18 | 28.8 | 6 | 15 | 0
TAF-SU-0049 | SU | Monopole / greenfield | C-RAN | 3 | 3 | 0 | 3 | 3 | 3 | 0 | 0 | 1 | 15 | 5310 | 7540 | 18 | 28.8 | 6 | 15 | 0
TAF-SU-0050 | SU | Monopole / greenfield | C-RAN | 3 | 3 | 0 | 3 | 3 | 3 | 0 | 0 | 1 | 15 | 5310 | 7540 | 18 | 28.8 | 6 | 15 | 0
TAF-SU-0051 | SU | Monopole / greenfield | C-RAN | 3 | 3 | 0 | 3 | 3 | 3 | 0 | 0 | 1 | 15 | 5310 | 7540 | 18 | 28.8 | 6 | 15 | 0
TAF-SU-0052 | SU | Monopole / greenfield | C-RAN | 3 | 3 | 0 | 3 | 3 | 3 | 0 | 0 | 1 | 15 | 5310 | 7540 | 18 | 28.8 | 6 | 15 | 0
TAF-SU-0053 | SU | Rooftop | C-RAN | 3 | 3 | 0 | 3 | 3 | 3 | 0 | 0 | 1 | 15 | 5310 | 7540 | 18 | 28.8 | 6 | 15 | 0
TAF-SU-0054 | SU | Rooftop | C-RAN | 3 | 3 | 0 | 3 | 3 | 3 | 0 | 0 | 1 | 15 | 5310 | 7540 | 18 | 28.8 | 6 | 15 | 0
TAF-SU-0055 | SU | Monopole / greenfield | C-RAN | 3 | 3 | 0 | 3 | 3 | 3 | 0 | 0 | 1 | 15 | 5310 | 7540 | 18 | 28.8 | 6 | 15 | 0
TAF-SU-0056 | SU | Monopole / greenfield | C-RAN | 3 | 3 | 0 | 3 | 3 | 3 | 0 | 0 | 1 | 15 | 5310 | 7540 | 18 | 28.8 | 6 | 15 | 0
TAF-SU-0057 | SU | Monopole / greenfield | D-RAN | 3 | 3 | 0 | 3 | 3 | 3 | 1 | 1 | 0 | 15 | 5720 | 8110 | 21 | 33.6 | 7 | 15 | 0
TAF-SU-0058 | SU | Monopole / greenfield | C-RAN | 3 | 3 | 0 | 3 | 3 | 3 | 0 | 0 | 1 | 15 | 5310 | 7540 | 18 | 28.8 | 6 | 15 | 0
TAF-SU-0059 | SU | Rooftop | D-RAN | 3 | 3 | 0 | 3 | 3 | 3 | 1 | 1 | 0 | 15 | 5720 | 8110 | 21 | 33.6 | 7 | 15 | 0
TAF-SU-0060 | SU | Monopole / greenfield | D-RAN | 3 | 3 | 0 | 3 | 3 | 3 | 1 | 1 | 0 | 15 | 5720 | 8110 | 21 | 33.6 | 7 | 15 | 0
TAF-SU-0061 | SU | Monopole / greenfield | D-RAN | 3 | 3 | 0 | 3 | 3 | 3 | 1 | 1 | 0 | 15 | 5720 | 8110 | 21 | 33.6 | 7 | 15 | 0
TAF-SU-0062 | SU | Monopole / greenfield | D-RAN | 3 | 3 | 0 | 3 | 3 | 3 | 1 | 1 | 0 | 15 | 5720 | 8110 | 21 | 33.6 | 7 | 15 | 0
TAF-SU-0063 | SU | Monopole / greenfield | D-RAN | 3 | 3 | 0 | 3 | 3 | 3 | 1 | 1 | 0 | 15 | 5720 | 8110 | 21 | 33.6 | 7 | 15 | 0
TAF-SU-0064 | SU | Monopole / greenfield | D-RAN | 3 | 3 | 0 | 3 | 3 | 3 | 1 | 1 | 0 | 15 | 5720 | 8110 | 21 | 33.6 | 7 | 15 | 0
TAF-SU-0065 | SU | Monopole / greenfield | D-RAN | 3 | 3 | 0 | 3 | 3 | 3 | 1 | 1 | 0 | 15 | 5720 | 8110 | 21 | 33.6 | 7 | 15 | 0
TAF-SU-0066 | SU | Monopole / greenfield | D-RAN | 3 | 3 | 0 | 3 | 3 | 3 | 1 | 1 | 0 | 15 | 5720 | 8110 | 21 | 33.6 | 7 | 15 | 0
TAF-SU-0067 | SU | Monopole / greenfield | D-RAN | 3 | 3 | 0 | 3 | 3 | 3 | 1 | 1 | 0 | 15 | 5720 | 8110 | 21 | 33.6 | 7 | 15 | 0
TAF-SU-0068 | SU | Monopole / greenfield | D-RAN | 3 | 3 | 0 | 3 | 3 | 3 | 1 | 1 | 0 | 15 | 5720 | 8110 | 21 | 33.6 | 7 | 15 | 0
TAF-SU-0069 | SU | Monopole / greenfield | D-RAN | 3 | 3 | 0 | 3 | 3 | 3 | 1 | 1 | 0 | 15 | 5720 | 8110 | 21 | 33.6 | 7 | 15 | 0
TAF-SU-0070 | SU | Monopole / greenfield | D-RAN | 3 | 3 | 0 | 3 | 3 | 3 | 1 | 1 | 0 | 15 | 5720 | 8110 | 21 | 33.6 | 7 | 15 | 0
TAF-SU-0071 | SU | Monopole / greenfield | D-RAN | 3 | 3 | 0 | 3 | 3 | 3 | 1 | 1 | 0 | 15 | 5720 | 8110 | 21 | 33.6 | 7 | 15 | 0
TAF-SU-0072 | SU | Monopole / greenfield | D-RAN | 3 | 3 | 0 | 3 | 3 | 3 | 1 | 1 | 0 | 15 | 5720 | 8110 | 21 | 33.6 | 7 | 15 | 0
GHO-SU-0001 | SU | Monopole / greenfield | D-RAN | 3 | 3 | 0 | 3 | 3 | 3 | 1 | 1 | 0 | 15 | 5720 | 8110 | 21 | 33.6 | 7 | 15 | 0
GHO-SU-0002 | SU | Monopole / greenfield | D-RAN | 3 | 3 | 0 | 3 | 3 | 3 | 1 | 1 | 0 | 15 | 5720 | 8110 | 21 | 33.6 | 7 | 15 | 0
GHO-SU-0003 | SU | Monopole / greenfield | D-RAN | 3 | 3 | 0 | 3 | 3 | 3 | 1 | 1 | 0 | 15 | 5720 | 8110 | 21 | 33.6 | 7 | 15 | 0
GHO-SU-0004 | SU | Monopole / greenfield | D-RAN | 3 | 3 | 0 | 3 | 3 | 3 | 1 | 1 | 0 | 15 | 5720 | 8110 | 21 | 33.6 | 7 | 15 | 0
GHO-SU-0005 | SU | Monopole / greenfield | D-RAN | 3 | 3 | 0 | 3 | 3 | 3 | 1 | 1 | 0 | 15 | 5720 | 8110 | 21 | 33.6 | 7 | 15 | 0
GHO-SU-0006 | SU | Monopole / greenfield | D-RAN | 3 | 3 | 0 | 3 | 3 | 3 | 1 | 1 | 0 | 15 | 5720 | 8110 | 21 | 33.6 | 7 | 15 | 0
GHO-SU-0007 | SU | Monopole / greenfield | D-RAN | 3 | 3 | 0 | 3 | 3 | 3 | 1 | 1 | 0 | 15 | 5720 | 8110 | 21 | 33.6 | 7 | 15 | 0
GHO-SU-0008 | SU | Monopole / greenfield | D-RAN | 3 | 3 | 0 | 3 | 3 | 3 | 1 | 1 | 0 | 15 | 5720 | 8110 | 21 | 33.6 | 7 | 15 | 0
GHO-SU-0009 | SU | Monopole / greenfield | D-RAN | 3 | 3 | 0 | 3 | 3 | 3 | 1 | 1 | 0 | 15 | 5720 | 8110 | 21 | 33.6 | 7 | 15 | 0
GHO-SU-0010 | SU | Monopole / greenfield | D-RAN | 3 | 3 | 0 | 3 | 3 | 3 | 1 | 1 | 0 | 15 | 5720 | 8110 | 21 | 33.6 | 7 | 15 | 0
GHO-SU-0011 | SU | Monopole / greenfield | D-RAN | 3 | 3 | 0 | 3 | 3 | 3 | 1 | 1 | 0 | 15 | 5720 | 8110 | 21 | 33.6 | 7 | 15 | 0
GHO-SU-0012 | SU | Monopole / greenfield | D-RAN | 3 | 3 | 0 | 3 | 3 | 3 | 1 | 1 | 0 | 15 | 5720 | 8110 | 21 | 33.6 | 7 | 15 | 0
GHO-SU-0013 | SU | Monopole / greenfield | D-RAN | 3 | 3 | 0 | 3 | 3 | 3 | 1 | 1 | 0 | 15 | 5720 | 8110 | 21 | 33.6 | 7 | 15 | 0
GHO-SU-0014 | SU | Monopole / greenfield | D-RAN | 3 | 3 | 0 | 3 | 3 | 3 | 1 | 1 | 0 | 15 | 5720 | 8110 | 21 | 33.6 | 7 | 15 | 0
GHO-SU-0015 | SU | Monopole / greenfield | D-RAN | 3 | 3 | 0 | 3 | 3 | 3 | 1 | 1 | 0 | 15 | 5720 | 8110 | 21 | 33.6 | 7 | 15 | 0
GHO-SU-0016 | SU | Monopole / greenfield | D-RAN | 3 | 3 | 0 | 3 | 3 | 3 | 1 | 1 | 0 | 15 | 5720 | 8110 | 21 | 33.6 | 7 | 15 | 0
GHO-SU-0017 | SU | Monopole / greenfield | D-RAN | 3 | 3 | 0 | 3 | 3 | 3 | 1 | 1 | 0 | 15 | 5720 | 8110 | 21 | 33.6 | 7 | 15 | 0
GHO-SU-0018 | SU | Monopole / greenfield | D-RAN | 3 | 3 | 0 | 3 | 3 | 3 | 1 | 1 | 0 | 15 | 5720 | 8110 | 21 | 33.6 | 7 | 15 | 0
GHO-SU-0019 | SU | Monopole / greenfield | D-RAN | 3 | 3 | 0 | 3 | 3 | 3 | 1 | 1 | 0 | 15 | 5720 | 8110 | 21 | 33.6 | 7 | 15 | 0
GHO-SU-0020 | SU | Monopole / greenfield | D-RAN | 3 | 3 | 0 | 3 | 3 | 3 | 1 | 1 | 0 | 15 | 5720 | 8110 | 21 | 33.6 | 7 | 15 | 0
GHO-SU-0021 | SU | Monopole / greenfield | D-RAN | 3 | 3 | 0 | 3 | 3 | 3 | 1 | 1 | 0 | 15 | 5720 | 8110 | 21 | 33.6 | 7 | 15 | 0
GHO-SU-0022 | SU | Monopole / greenfield | D-RAN | 3 | 3 | 0 | 3 | 3 | 3 | 1 | 1 | 0 | 15 | 5720 | 8110 | 21 | 33.6 | 7 | 15 | 0
GHO-SU-0023 | SU | Monopole / greenfield | D-RAN | 3 | 3 | 0 | 3 | 3 | 3 | 1 | 1 | 0 | 15 | 5720 | 8110 | 21 | 33.6 | 7 | 15 | 0
MUT-SU-0001 | SU | Monopole / greenfield | D-RAN | 3 | 3 | 0 | 3 | 3 | 3 | 1 | 1 | 0 | 15 | 5720 | 8110 | 21 | 33.6 | 7 | 15 | 0
MUT-SU-0002 | SU | Monopole / greenfield | D-RAN | 3 | 3 | 0 | 3 | 3 | 3 | 1 | 1 | 0 | 15 | 5720 | 8110 | 21 | 33.6 | 7 | 15 | 0
MUT-SU-0003 | SU | Monopole / greenfield | D-RAN | 3 | 3 | 0 | 3 | 3 | 3 | 1 | 1 | 0 | 15 | 5720 | 8110 | 21 | 33.6 | 7 | 15 | 0
MUT-SU-0004 | SU | Monopole / greenfield | D-RAN | 3 | 3 | 0 | 3 | 3 | 3 | 1 | 1 | 0 | 15 | 5720 | 8110 | 21 | 33.6 | 7 | 15 | 0
MUT-SU-0005 | SU | Rooftop | D-RAN | 3 | 3 | 0 | 3 | 3 | 3 | 1 | 1 | 0 | 15 | 5720 | 8110 | 21 | 33.6 | 7 | 15 | 0
MUT-SU-0006 | SU | Rooftop | D-RAN | 3 | 3 | 0 | 3 | 3 | 3 | 1 | 1 | 0 | 15 | 5720 | 8110 | 21 | 33.6 | 7 | 15 | 0
MUT-SU-0007 | SU | Monopole / greenfield | D-RAN | 3 | 3 | 0 | 3 | 3 | 3 | 1 | 1 | 0 | 15 | 5720 | 8110 | 21 | 33.6 | 7 | 15 | 0
MUT-SU-0008 | SU | Monopole / greenfield | D-RAN | 3 | 3 | 0 | 3 | 3 | 3 | 1 | 1 | 0 | 15 | 5720 | 8110 | 21 | 33.6 | 7 | 15 | 0
MUT-SU-0009 | SU | Monopole / greenfield | D-RAN | 3 | 3 | 0 | 3 | 3 | 3 | 1 | 1 | 0 | 15 | 5720 | 8110 | 21 | 33.6 | 7 | 15 | 0
MUT-SU-0010 | SU | Monopole / greenfield | D-RAN | 3 | 3 | 0 | 3 | 3 | 3 | 1 | 1 | 0 | 15 | 5720 | 8110 | 21 | 33.6 | 7 | 15 | 0
MUT-SU-0011 | SU | Monopole / greenfield | D-RAN | 3 | 3 | 0 | 3 | 3 | 3 | 1 | 1 | 0 | 15 | 5720 | 8110 | 21 | 33.6 | 7 | 15 | 0
MUT-SU-0012 | SU | Monopole / greenfield | D-RAN | 3 | 3 | 0 | 3 | 3 | 3 | 1 | 1 | 0 | 15 | 5720 | 8110 | 21 | 33.6 | 7 | 15 | 0
MUT-SU-0013 | SU | Monopole / greenfield | D-RAN | 3 | 3 | 0 | 3 | 3 | 3 | 1 | 1 | 0 | 15 | 5720 | 8110 | 21 | 33.6 | 7 | 15 | 0
MUT-SU-0014 | SU | Monopole / greenfield | D-RAN | 3 | 3 | 0 | 3 | 3 | 3 | 1 | 1 | 0 | 15 | 5720 | 8110 | 21 | 33.6 | 7 | 15 | 0
MUT-SU-0015 | SU | Monopole / greenfield | D-RAN | 3 | 3 | 0 | 3 | 3 | 3 | 1 | 1 | 0 | 15 | 5720 | 8110 | 21 | 33.6 | 7 | 15 | 0
MUT-SU-0016 | SU | Monopole / greenfield | D-RAN | 3 | 3 | 0 | 3 | 3 | 3 | 1 | 1 | 0 | 15 | 5720 | 8110 | 21 | 33.6 | 7 | 15 | 0
MUT-SU-0017 | SU | Monopole / greenfield | D-RAN | 3 | 3 | 0 | 3 | 3 | 3 | 1 | 1 | 0 | 15 | 5720 | 8110 | 21 | 33.6 | 7 | 15 | 0
MUT-SU-0018 | SU | Monopole / greenfield | D-RAN | 3 | 3 | 0 | 3 | 3 | 3 | 1 | 1 | 0 | 15 | 5720 | 8110 | 21 | 33.6 | 7 | 15 | 0
MUT-SU-0019 | SU | Monopole / greenfield | D-RAN | 3 | 3 | 0 | 3 | 3 | 3 | 1 | 1 | 0 | 15 | 5720 | 8110 | 21 | 33.6 | 7 | 15 | 0
MUT-SU-0020 | SU | Monopole / greenfield | D-RAN | 3 | 3 | 0 | 3 | 3 | 3 | 1 | 1 | 0 | 15 | 5720 | 8110 | 21 | 33.6 | 7 | 15 | 0
MUT-SU-0021 | SU | Monopole / greenfield | D-RAN | 3 | 3 | 0 | 3 | 3 | 3 | 1 | 1 | 0 | 15 | 5720 | 8110 | 21 | 33.6 | 7 | 15 | 0
MUT-SU-0022 | SU | Monopole / greenfield | D-RAN | 3 | 3 | 0 | 3 | 3 | 3 | 1 | 1 | 0 | 15 | 5720 | 8110 | 21 | 33.6 | 7 | 15 | 0
MUT-SU-0023 | SU | Monopole / greenfield | D-RAN | 3 | 3 | 0 | 3 | 3 | 3 | 1 | 1 | 0 | 15 | 5720 | 8110 | 21 | 33.6 | 7 | 15 | 0
MUT-SU-0024 | SU | Monopole / greenfield | D-RAN | 3 | 3 | 0 | 3 | 3 | 3 | 1 | 1 | 0 | 15 | 5720 | 8110 | 21 | 33.6 | 7 | 15 | 0
MUT-SU-0025 | SU | Monopole / greenfield | D-RAN | 3 | 3 | 0 | 3 | 3 | 3 | 1 | 1 | 0 | 15 | 5720 | 8110 | 21 | 33.6 | 7 | 15 | 0
MUT-SU-0026 | SU | Rooftop | D-RAN | 3 | 3 | 0 | 3 | 3 | 3 | 1 | 1 | 0 | 15 | 5720 | 8110 | 21 | 33.6 | 7 | 15 | 0
MUT-SU-0027 | SU | Rooftop | D-RAN | 3 | 3 | 0 | 3 | 3 | 3 | 1 | 1 | 0 | 15 | 5720 | 8110 | 21 | 33.6 | 7 | 15 | 0
MUT-SU-0028 | SU | Monopole / greenfield | D-RAN | 3 | 3 | 0 | 3 | 3 | 3 | 1 | 1 | 0 | 15 | 5720 | 8110 | 21 | 33.6 | 7 | 15 | 0
MUT-SU-0029 | SU | Rooftop | D-RAN | 3 | 3 | 0 | 3 | 3 | 3 | 1 | 1 | 0 | 15 | 5720 | 8110 | 21 | 33.6 | 7 | 15 | 0
MUT-SU-0030 | SU | Monopole / greenfield | D-RAN | 3 | 3 | 0 | 3 | 3 | 3 | 1 | 1 | 0 | 15 | 5720 | 8110 | 21 | 33.6 | 7 | 15 | 0
MUT-SU-0031 | SU | Rooftop | D-RAN | 3 | 3 | 0 | 3 | 3 | 3 | 1 | 1 | 0 | 15 | 5720 | 8110 | 21 | 33.6 | 7 | 15 | 0
MUT-SU-0032 | SU | Monopole / greenfield | D-RAN | 3 | 3 | 0 | 3 | 3 | 3 | 1 | 1 | 0 | 15 | 5720 | 8110 | 21 | 33.6 | 7 | 15 | 0
MUT-SU-0033 | SU | Monopole / greenfield | D-RAN | 3 | 3 | 0 | 3 | 3 | 3 | 1 | 1 | 0 | 15 | 5720 | 8110 | 21 | 33.6 | 7 | 15 | 0
MUT-SU-0034 | SU | Monopole / greenfield | D-RAN | 3 | 3 | 0 | 3 | 3 | 3 | 1 | 1 | 0 | 15 | 5720 | 8110 | 21 | 33.6 | 7 | 15 | 0
MUT-SU-0035 | SU | Monopole / greenfield | D-RAN | 3 | 3 | 0 | 3 | 3 | 3 | 1 | 1 | 0 | 15 | 5720 | 8110 | 21 | 33.6 | 7 | 15 | 0
MUT-SU-0036 | SU | Monopole / greenfield | D-RAN | 3 | 3 | 0 | 3 | 3 | 3 | 1 | 1 | 0 | 15 | 5720 | 8110 | 21 | 33.6 | 7 | 15 | 0
KAR-SU-0062 | SU | Monopole / greenfield | C-RAN | 3 | 3 | 0 | 3 | 3 | 3 | 0 | 0 | 1 | 15 | 5310 | 7540 | 18 | 28.8 | 6 | 15 | 0
KAR-SU-0063 | SU | Monopole / greenfield | C-RAN | 3 | 3 | 0 | 3 | 3 | 3 | 0 | 0 | 1 | 15 | 5310 | 7540 | 18 | 28.8 | 6 | 15 | 0
KAR-SU-0064 | SU | Monopole / greenfield | C-RAN | 3 | 3 | 0 | 3 | 3 | 3 | 0 | 0 | 1 | 15 | 5310 | 7540 | 18 | 28.8 | 6 | 15 | 0
KAR-SU-0065 | SU | Monopole / greenfield | C-RAN | 3 | 3 | 0 | 3 | 3 | 3 | 0 | 0 | 1 | 15 | 5310 | 7540 | 18 | 28.8 | 6 | 15 | 0
KAR-SU-0066 | SU | Monopole / greenfield | C-RAN | 3 | 3 | 0 | 3 | 3 | 3 | 0 | 0 | 1 | 15 | 5310 | 7540 | 18 | 28.8 | 6 | 15 | 0
KAR-SU-0067 | SU | Monopole / greenfield | C-RAN | 3 | 3 | 0 | 3 | 3 | 3 | 0 | 0 | 1 | 15 | 5310 | 7540 | 18 | 28.8 | 6 | 15 | 0
KAR-SU-0068 | SU | Monopole / greenfield | C-RAN | 3 | 3 | 0 | 3 | 3 | 3 | 0 | 0 | 1 | 15 | 5310 | 7540 | 18 | 28.8 | 6 | 15 | 0
KAR-SU-0069 | SU | Monopole / greenfield | C-RAN | 3 | 3 | 0 | 3 | 3 | 3 | 0 | 0 | 1 | 15 | 5310 | 7540 | 18 | 28.8 | 6 | 15 | 0
KAR-SU-0070 | SU | Monopole / greenfield | C-RAN | 3 | 3 | 0 | 3 | 3 | 3 | 0 | 0 | 1 | 15 | 5310 | 7540 | 18 | 28.8 | 6 | 15 | 0
KAR-SU-0071 | SU | Monopole / greenfield | C-RAN | 3 | 3 | 0 | 3 | 3 | 3 | 0 | 0 | 1 | 15 | 5310 | 7540 | 18 | 28.8 | 6 | 15 | 0
KAR-SU-0072 | SU | Monopole / greenfield | C-RAN | 3 | 3 | 0 | 3 | 3 | 3 | 0 | 0 | 1 | 15 | 5310 | 7540 | 18 | 28.8 | 6 | 15 | 0
KAR-SU-0073 | SU | Monopole / greenfield | C-RAN | 3 | 3 | 0 | 3 | 3 | 3 | 0 | 0 | 1 | 15 | 5310 | 7540 | 18 | 28.8 | 6 | 15 | 0
KAR-SU-0074 | SU | Monopole / greenfield | D-RAN | 3 | 3 | 0 | 3 | 3 | 3 | 1 | 1 | 0 | 15 | 5720 | 8110 | 21 | 33.6 | 7 | 15 | 0
KAR-SU-0075 | SU | Monopole / greenfield | D-RAN | 3 | 3 | 0 | 3 | 3 | 3 | 1 | 1 | 0 | 15 | 5720 | 8110 | 21 | 33.6 | 7 | 15 | 0
KAR-SU-0076 | SU | Monopole / greenfield | C-RAN | 3 | 3 | 0 | 3 | 3 | 3 | 0 | 0 | 1 | 15 | 5310 | 7540 | 18 | 28.8 | 6 | 15 | 0
KAR-SU-0077 | SU | Monopole / greenfield | D-RAN | 3 | 3 | 0 | 3 | 3 | 3 | 1 | 1 | 0 | 15 | 5720 | 8110 | 21 | 33.6 | 7 | 15 | 0
KAR-SU-0078 | SU | Rooftop | D-RAN | 3 | 3 | 0 | 3 | 3 | 3 | 1 | 1 | 0 | 15 | 5720 | 8110 | 21 | 33.6 | 7 | 15 | 0
KAR-SU-0079 | SU | Monopole / greenfield | D-RAN | 3 | 3 | 0 | 3 | 3 | 3 | 1 | 1 | 0 | 15 | 5720 | 8110 | 21 | 33.6 | 7 | 15 | 0
KAR-SU-0080 | SU | Monopole / greenfield | D-RAN | 3 | 3 | 0 | 3 | 3 | 3 | 1 | 1 | 0 | 15 | 5720 | 8110 | 21 | 33.6 | 7 | 15 | 0
KAR-SU-0081 | SU | Monopole / greenfield | D-RAN | 3 | 3 | 0 | 3 | 3 | 3 | 1 | 1 | 0 | 15 | 5720 | 8110 | 21 | 33.6 | 7 | 15 | 0
KAR-SU-0082 | SU | Monopole / greenfield | C-RAN | 3 | 3 | 0 | 3 | 3 | 3 | 0 | 0 | 1 | 15 | 5310 | 7540 | 18 | 28.8 | 6 | 15 | 0
KAR-SU-0083 | SU | Monopole / greenfield | D-RAN | 3 | 3 | 0 | 3 | 3 | 3 | 1 | 1 | 0 | 15 | 5720 | 8110 | 21 | 33.6 | 7 | 15 | 0
KAR-SU-0084 | SU | Monopole / greenfield | D-RAN | 3 | 3 | 0 | 3 | 3 | 3 | 1 | 1 | 0 | 15 | 5720 | 8110 | 21 | 33.6 | 7 | 15 | 0
KAR-SU-0085 | SU | Monopole / greenfield | C-RAN | 3 | 3 | 0 | 3 | 3 | 3 | 0 | 0 | 1 | 15 | 5310 | 7540 | 18 | 28.8 | 6 | 15 | 0
KAR-SU-0086 | SU | Monopole / greenfield | C-RAN | 3 | 3 | 0 | 3 | 3 | 3 | 0 | 0 | 1 | 15 | 5310 | 7540 | 18 | 28.8 | 6 | 15 | 0
KAR-SU-0087 | SU | Monopole / greenfield | D-RAN | 3 | 3 | 0 | 3 | 3 | 3 | 1 | 1 | 0 | 15 | 5720 | 8110 | 21 | 33.6 | 7 | 15 | 0
KAR-SU-0088 | SU | Monopole / greenfield | C-RAN | 3 | 3 | 0 | 3 | 3 | 3 | 0 | 0 | 1 | 15 | 5310 | 7540 | 18 | 28.8 | 6 | 15 | 0
KAR-SU-0089 | SU | Monopole / greenfield | C-RAN | 3 | 3 | 0 | 3 | 3 | 3 | 0 | 0 | 1 | 15 | 5310 | 7540 | 18 | 28.8 | 6 | 15 | 0
KAR-SU-0090 | SU | Monopole / greenfield | C-RAN | 3 | 3 | 0 | 3 | 3 | 3 | 0 | 0 | 1 | 15 | 5310 | 7540 | 18 | 28.8 | 6 | 15 | 0
KAR-SU-0091 | SU | Monopole / greenfield | D-RAN | 3 | 3 | 0 | 3 | 3 | 3 | 1 | 1 | 0 | 15 | 5720 | 8110 | 21 | 33.6 | 7 | 15 | 0
KAR-SU-0092 | SU | Monopole / greenfield | D-RAN | 3 | 3 | 0 | 3 | 3 | 3 | 1 | 1 | 0 | 15 | 5720 | 8110 | 21 | 33.6 | 7 | 15 | 0
KAR-SU-0093 | SU | Monopole / greenfield | C-RAN | 3 | 3 | 0 | 3 | 3 | 3 | 0 | 0 | 1 | 15 | 5310 | 7540 | 18 | 28.8 | 6 | 15 | 0
KAR-SU-0094 | SU | Monopole / greenfield | C-RAN | 3 | 3 | 0 | 3 | 3 | 3 | 0 | 0 | 1 | 15 | 5310 | 7540 | 18 | 28.8 | 6 | 15 | 0
KAR-SU-0095 | SU | Monopole / greenfield | D-RAN | 3 | 3 | 0 | 3 | 3 | 3 | 1 | 1 | 0 | 15 | 5720 | 8110 | 21 | 33.6 | 7 | 15 | 0
KAR-SU-0096 | SU | Monopole / greenfield | D-RAN | 3 | 3 | 0 | 3 | 3 | 3 | 1 | 1 | 0 | 15 | 5720 | 8110 | 21 | 33.6 | 7 | 15 | 0
KAR-SU-0097 | SU | Monopole / greenfield | C-RAN | 3 | 3 | 0 | 3 | 3 | 3 | 0 | 0 | 1 | 15 | 5310 | 7540 | 18 | 28.8 | 6 | 15 | 0
KAR-SU-0098 | SU | Monopole / greenfield | C-RAN | 3 | 3 | 0 | 3 | 3 | 3 | 0 | 0 | 1 | 15 | 5310 | 7540 | 18 | 28.8 | 6 | 15 | 0
KAR-SU-0099 | SU | Monopole / greenfield | C-RAN | 3 | 3 | 0 | 3 | 3 | 3 | 0 | 0 | 1 | 15 | 5310 | 7540 | 18 | 28.8 | 6 | 15 | 0
KAR-SU-0100 | SU | Monopole / greenfield | C-RAN | 3 | 3 | 0 | 3 | 3 | 3 | 0 | 0 | 1 | 15 | 5310 | 7540 | 18 | 28.8 | 6 | 15 | 0
KAR-SU-0101 | SU | Monopole / greenfield | D-RAN | 3 | 3 | 0 | 3 | 3 | 3 | 1 | 1 | 0 | 15 | 5720 | 8110 | 21 | 33.6 | 7 | 15 | 0
KAR-SU-0102 | SU | Monopole / greenfield | D-RAN | 3 | 3 | 0 | 3 | 3 | 3 | 1 | 1 | 0 | 15 | 5720 | 8110 | 21 | 33.6 | 7 | 15 | 0
KAR-SU-0103 | SU | Monopole / greenfield | D-RAN | 3 | 3 | 0 | 3 | 3 | 3 | 1 | 1 | 0 | 15 | 5720 | 8110 | 21 | 33.6 | 7 | 15 | 0
KAR-SU-0104 | SU | Monopole / greenfield | C-RAN | 3 | 3 | 0 | 3 | 3 | 3 | 0 | 0 | 1 | 15 | 5310 | 7540 | 18 | 28.8 | 6 | 15 | 0
KAR-SU-0105 | SU | Monopole / greenfield | C-RAN | 3 | 3 | 0 | 3 | 3 | 3 | 0 | 0 | 1 | 15 | 5310 | 7540 | 18 | 28.8 | 6 | 15 | 0
KAR-SU-0106 | SU | Monopole / greenfield | C-RAN | 3 | 3 | 0 | 3 | 3 | 3 | 0 | 0 | 1 | 15 | 5310 | 7540 | 18 | 28.8 | 6 | 15 | 0
KAR-SU-0107 | SU | Monopole / greenfield | D-RAN | 3 | 3 | 0 | 3 | 3 | 3 | 1 | 1 | 0 | 15 | 5720 | 8110 | 21 | 33.6 | 7 | 15 | 0
MAD-SU-0103 | SU | Monopole / greenfield | C-RAN | 3 | 3 | 0 | 3 | 3 | 3 | 0 | 0 | 1 | 15 | 5310 | 7540 | 18 | 28.8 | 6 | 15 | 0
DEA-SU-0001 | SU | Monopole / greenfield | D-RAN | 3 | 3 | 0 | 3 | 3 | 3 | 1 | 1 | 0 | 15 | 5720 | 8110 | 21 | 33.6 | 7 | 15 | 0
MAD-SU-0104 | SU | Monopole / greenfield | C-RAN | 3 | 3 | 0 | 3 | 3 | 3 | 0 | 0 | 1 | 15 | 5310 | 7540 | 18 | 28.8 | 6 | 15 | 0
MAD-SU-0105 | SU | Monopole / greenfield | C-RAN | 3 | 3 | 0 | 3 | 3 | 3 | 0 | 0 | 1 | 15 | 5310 | 7540 | 18 | 28.8 | 6 | 15 | 0
MAD-SU-0106 | SU | Monopole / greenfield | C-RAN | 3 | 3 | 0 | 3 | 3 | 3 | 0 | 0 | 1 | 15 | 5310 | 7540 | 18 | 28.8 | 6 | 15 | 0
MAD-SU-0107 | SU | Monopole / greenfield | C-RAN | 3 | 3 | 0 | 3 | 3 | 3 | 0 | 0 | 1 | 15 | 5310 | 7540 | 18 | 28.8 | 6 | 15 | 0
MAD-SU-0108 | SU | Monopole / greenfield | C-RAN | 3 | 3 | 0 | 3 | 3 | 3 | 0 | 0 | 1 | 15 | 5310 | 7540 | 18 | 28.8 | 6 | 15 | 0
DEA-SU-0002 | SU | Monopole / greenfield | D-RAN | 3 | 3 | 0 | 3 | 3 | 3 | 1 | 1 | 0 | 15 | 5720 | 8110 | 21 | 33.6 | 7 | 15 | 0
MAD-SU-0109 | SU | Monopole / greenfield | C-RAN | 3 | 3 | 0 | 3 | 3 | 3 | 0 | 0 | 1 | 15 | 5310 | 7540 | 18 | 28.8 | 6 | 15 | 0
MAD-SU-0110 | SU | Monopole / greenfield | C-RAN | 3 | 3 | 0 | 3 | 3 | 3 | 0 | 0 | 1 | 15 | 5310 | 7540 | 18 | 28.8 | 6 | 15 | 0
MAD-SU-0111 | SU | Monopole / greenfield | C-RAN | 3 | 3 | 0 | 3 | 3 | 3 | 0 | 0 | 1 | 15 | 5310 | 7540 | 18 | 28.8 | 6 | 15 | 0
MAD-SU-0112 | SU | Monopole / greenfield | C-RAN | 3 | 3 | 0 | 3 | 3 | 3 | 0 | 0 | 1 | 15 | 5310 | 7540 | 18 | 28.8 | 6 | 15 | 0
MAD-SU-0113 | SU | Monopole / greenfield | C-RAN | 3 | 3 | 0 | 3 | 3 | 3 | 0 | 0 | 1 | 15 | 5310 | 7540 | 18 | 28.8 | 6 | 15 | 0
MAD-SU-0114 | SU | Monopole / greenfield | C-RAN | 3 | 3 | 0 | 3 | 3 | 3 | 0 | 0 | 1 | 15 | 5310 | 7540 | 18 | 28.8 | 6 | 15 | 0
DEA-SU-0003 | SU | Monopole / greenfield | D-RAN | 3 | 3 | 0 | 3 | 3 | 3 | 1 | 1 | 0 | 15 | 5720 | 8110 | 21 | 33.6 | 7 | 15 | 0
MAD-SU-0115 | SU | Monopole / greenfield | C-RAN | 3 | 3 | 0 | 3 | 3 | 3 | 0 | 0 | 1 | 15 | 5310 | 7540 | 18 | 28.8 | 6 | 15 | 0
MAD-SU-0116 | SU | Monopole / greenfield | C-RAN | 3 | 3 | 0 | 3 | 3 | 3 | 0 | 0 | 1 | 15 | 5310 | 7540 | 18 | 28.8 | 6 | 15 | 0
MAD-SU-0117 | SU | Monopole / greenfield | C-RAN | 3 | 3 | 0 | 3 | 3 | 3 | 0 | 0 | 1 | 15 | 5310 | 7540 | 18 | 28.8 | 6 | 15 | 0
DEA-SU-0004 | SU | Monopole / greenfield | D-RAN | 3 | 3 | 0 | 3 | 3 | 3 | 1 | 1 | 0 | 15 | 5720 | 8110 | 21 | 33.6 | 7 | 15 | 0
DEA-SU-0005 | SU | Monopole / greenfield | D-RAN | 3 | 3 | 0 | 3 | 3 | 3 | 1 | 1 | 0 | 15 | 5720 | 8110 | 21 | 33.6 | 7 | 15 | 0
MAD-SU-0118 | SU | Monopole / greenfield | C-RAN | 3 | 3 | 0 | 3 | 3 | 3 | 0 | 0 | 1 | 15 | 5310 | 7540 | 18 | 28.8 | 6 | 15 | 0
MAD-SU-0119 | SU | Monopole / greenfield | C-RAN | 3 | 3 | 0 | 3 | 3 | 3 | 0 | 0 | 1 | 15 | 5310 | 7540 | 18 | 28.8 | 6 | 15 | 0
MAD-SU-0120 | SU | Monopole / greenfield | C-RAN | 3 | 3 | 0 | 3 | 3 | 3 | 0 | 0 | 1 | 15 | 5310 | 7540 | 18 | 28.8 | 6 | 15 | 0
AMM-SU-2169 | SU | Monopole / greenfield | D-RAN | 3 | 3 | 0 | 3 | 3 | 3 | 1 | 1 | 0 | 15 | 5720 | 8110 | 21 | 33.6 | 7 | 15 | 0
AMM-SU-2170 | SU | Monopole / greenfield | D-RAN | 3 | 3 | 0 | 3 | 3 | 3 | 1 | 1 | 0 | 15 | 5720 | 8110 | 21 | 33.6 | 7 | 15 | 0
DEA-SU-0006 | SU | Monopole / greenfield | D-RAN | 3 | 3 | 0 | 3 | 3 | 3 | 1 | 1 | 0 | 15 | 5720 | 8110 | 21 | 33.6 | 7 | 15 | 0
DEA-SU-0007 | SU | Monopole / greenfield | D-RAN | 3 | 3 | 0 | 3 | 3 | 3 | 1 | 1 | 0 | 15 | 5720 | 8110 | 21 | 33.6 | 7 | 15 | 0
MAD-SU-0121 | SU | Monopole / greenfield | C-RAN | 3 | 3 | 0 | 3 | 3 | 3 | 0 | 0 | 1 | 15 | 5310 | 7540 | 18 | 28.8 | 6 | 15 | 0
MAD-SU-0122 | SU | Monopole / greenfield | C-RAN | 3 | 3 | 0 | 3 | 3 | 3 | 0 | 0 | 1 | 15 | 5310 | 7540 | 18 | 28.8 | 6 | 15 | 0
MAD-SU-0123 | SU | Monopole / greenfield | C-RAN | 3 | 3 | 0 | 3 | 3 | 3 | 0 | 0 | 1 | 15 | 5310 | 7540 | 18 | 28.8 | 6 | 15 | 0
AMM-SU-2171 | SU | Monopole / greenfield | D-RAN | 3 | 3 | 0 | 3 | 3 | 3 | 1 | 1 | 0 | 15 | 5720 | 8110 | 21 | 33.6 | 7 | 15 | 0
AMM-SU-2172 | SU | Monopole / greenfield | D-RAN | 3 | 3 | 0 | 3 | 3 | 3 | 1 | 1 | 0 | 15 | 5720 | 8110 | 21 | 33.6 | 7 | 15 | 0
AMM-SU-2173 | SU | Monopole / greenfield | D-RAN | 3 | 3 | 0 | 3 | 3 | 3 | 1 | 1 | 0 | 15 | 5720 | 8110 | 21 | 33.6 | 7 | 15 | 0
AMM-SU-2174 | SU | Monopole / greenfield | D-RAN | 3 | 3 | 0 | 3 | 3 | 3 | 1 | 1 | 0 | 15 | 5720 | 8110 | 21 | 33.6 | 7 | 15 | 0
DEA-SU-0008 | SU | Monopole / greenfield | D-RAN | 3 | 3 | 0 | 3 | 3 | 3 | 1 | 1 | 0 | 15 | 5720 | 8110 | 21 | 33.6 | 7 | 15 | 0
DEA-SU-0009 | SU | Monopole / greenfield | D-RAN | 3 | 3 | 0 | 3 | 3 | 3 | 1 | 1 | 0 | 15 | 5720 | 8110 | 21 | 33.6 | 7 | 15 | 0
MAD-SU-0124 | SU | Monopole / greenfield | C-RAN | 3 | 3 | 0 | 3 | 3 | 3 | 0 | 0 | 1 | 15 | 5310 | 7540 | 18 | 28.8 | 6 | 15 | 0
MAD-SU-0125 | SU | Monopole / greenfield | C-RAN | 3 | 3 | 0 | 3 | 3 | 3 | 0 | 0 | 1 | 15 | 5310 | 7540 | 18 | 28.8 | 6 | 15 | 0
MAD-SU-0126 | SU | Monopole / greenfield | C-RAN | 3 | 3 | 0 | 3 | 3 | 3 | 0 | 0 | 1 | 15 | 5310 | 7540 | 18 | 28.8 | 6 | 15 | 0
MAD-SU-0127 | SU | Monopole / greenfield | C-RAN | 3 | 3 | 0 | 3 | 3 | 3 | 0 | 0 | 1 | 15 | 5310 | 7540 | 18 | 28.8 | 6 | 15 | 0
AMM-SU-2175 | SU | Monopole / greenfield | D-RAN | 3 | 3 | 0 | 3 | 3 | 3 | 1 | 1 | 0 | 15 | 5720 | 8110 | 21 | 33.6 | 7 | 15 | 0
AMM-SU-2176 | SU | Monopole / greenfield | D-RAN | 3 | 3 | 0 | 3 | 3 | 3 | 1 | 1 | 0 | 15 | 5720 | 8110 | 21 | 33.6 | 7 | 15 | 0
AMM-SU-2177 | SU | Monopole / greenfield | D-RAN | 3 | 3 | 0 | 3 | 3 | 3 | 1 | 1 | 0 | 15 | 5720 | 8110 | 21 | 33.6 | 7 | 15 | 0
AMM-SU-2178 | SU | Monopole / greenfield | D-RAN | 3 | 3 | 0 | 3 | 3 | 3 | 1 | 1 | 0 | 15 | 5720 | 8110 | 21 | 33.6 | 7 | 15 | 0
AMM-SU-2179 | SU | Monopole / greenfield | D-RAN | 3 | 3 | 0 | 3 | 3 | 3 | 1 | 1 | 0 | 15 | 5720 | 8110 | 21 | 33.6 | 7 | 15 | 0
AMM-SU-2180 | SU | Monopole / greenfield | D-RAN | 3 | 3 | 0 | 3 | 3 | 3 | 1 | 1 | 0 | 15 | 5720 | 8110 | 21 | 33.6 | 7 | 15 | 0
DEA-SU-0010 | SU | Monopole / greenfield | D-RAN | 3 | 3 | 0 | 3 | 3 | 3 | 1 | 1 | 0 | 15 | 5720 | 8110 | 21 | 33.6 | 7 | 15 | 0
DEA-SU-0011 | SU | Monopole / greenfield | D-RAN | 3 | 3 | 0 | 3 | 3 | 3 | 1 | 1 | 0 | 15 | 5720 | 8110 | 21 | 33.6 | 7 | 15 | 0
MAD-SU-0128 | SU | Monopole / greenfield | C-RAN | 3 | 3 | 0 | 3 | 3 | 3 | 0 | 0 | 1 | 15 | 5310 | 7540 | 18 | 28.8 | 6 | 15 | 0
MAD-SU-0129 | SU | Monopole / greenfield | C-RAN | 3 | 3 | 0 | 3 | 3 | 3 | 0 | 0 | 1 | 15 | 5310 | 7540 | 18 | 28.8 | 6 | 15 | 0
MAD-SU-0130 | SU | Monopole / greenfield | C-RAN | 3 | 3 | 0 | 3 | 3 | 3 | 0 | 0 | 1 | 15 | 5310 | 7540 | 18 | 28.8 | 6 | 15 | 0
AMM-SU-2181 | SU | Monopole / greenfield | D-RAN | 3 | 3 | 0 | 3 | 3 | 3 | 1 | 1 | 0 | 15 | 5720 | 8110 | 21 | 33.6 | 7 | 15 | 0
AMM-SU-2182 | SU | Monopole / greenfield | D-RAN | 3 | 3 | 0 | 3 | 3 | 3 | 1 | 1 | 0 | 15 | 5720 | 8110 | 21 | 33.6 | 7 | 15 | 0
AMM-SU-2183 | SU | Monopole / greenfield | D-RAN | 3 | 3 | 0 | 3 | 3 | 3 | 1 | 1 | 0 | 15 | 5720 | 8110 | 21 | 33.6 | 7 | 15 | 0
AMM-SU-2184 | SU | Rooftop | D-RAN | 3 | 3 | 0 | 3 | 3 | 3 | 1 | 1 | 0 | 15 | 5720 | 8110 | 21 | 33.6 | 7 | 15 | 0
AMM-SU-2185 | SU | Monopole / greenfield | D-RAN | 3 | 3 | 0 | 3 | 3 | 3 | 1 | 1 | 0 | 15 | 5720 | 8110 | 21 | 33.6 | 7 | 15 | 0
AMM-SU-2186 | SU | Rooftop | D-RAN | 3 | 3 | 0 | 3 | 3 | 3 | 1 | 1 | 0 | 15 | 5720 | 8110 | 21 | 33.6 | 7 | 15 | 0
AMM-SU-2187 | SU | Monopole / greenfield | D-RAN | 3 | 3 | 0 | 3 | 3 | 3 | 1 | 1 | 0 | 15 | 5720 | 8110 | 21 | 33.6 | 7 | 15 | 0
AMM-SU-2188 | SU | Monopole / greenfield | D-RAN | 3 | 3 | 0 | 3 | 3 | 3 | 1 | 1 | 0 | 15 | 5720 | 8110 | 21 | 33.6 | 7 | 15 | 0
DEA-SU-0012 | SU | Monopole / greenfield | D-RAN | 3 | 3 | 0 | 3 | 3 | 3 | 1 | 1 | 0 | 15 | 5720 | 8110 | 21 | 33.6 | 7 | 15 | 0
DEA-SU-0013 | SU | Monopole / greenfield | D-RAN | 3 | 3 | 0 | 3 | 3 | 3 | 1 | 1 | 0 | 15 | 5720 | 8110 | 21 | 33.6 | 7 | 15 | 0
MAD-SU-0131 | SU | Monopole / greenfield | C-RAN | 3 | 3 | 0 | 3 | 3 | 3 | 0 | 0 | 1 | 15 | 5310 | 7540 | 18 | 28.8 | 6 | 15 | 0
MAD-SU-0132 | SU | Monopole / greenfield | C-RAN | 3 | 3 | 0 | 3 | 3 | 3 | 0 | 0 | 1 | 15 | 5310 | 7540 | 18 | 28.8 | 6 | 15 | 0
MAD-SU-0133 | SU | Monopole / greenfield | C-RAN | 3 | 3 | 0 | 3 | 3 | 3 | 0 | 0 | 1 | 15 | 5310 | 7540 | 18 | 28.8 | 6 | 15 | 0
AMM-SU-2189 | SU | Monopole / greenfield | D-RAN | 3 | 3 | 0 | 3 | 3 | 3 | 1 | 1 | 0 | 15 | 5720 | 8110 | 21 | 33.6 | 7 | 15 | 0
AMM-SU-2190 | SU | Monopole / greenfield | D-RAN | 3 | 3 | 0 | 3 | 3 | 3 | 1 | 1 | 0 | 15 | 5720 | 8110 | 21 | 33.6 | 7 | 15 | 0
AMM-SU-2191 | SU | Rooftop | D-RAN | 3 | 3 | 0 | 3 | 3 | 3 | 1 | 1 | 0 | 15 | 5720 | 8110 | 21 | 33.6 | 7 | 15 | 0
AMM-SU-2192 | SU | Rooftop | D-RAN | 3 | 3 | 0 | 3 | 3 | 3 | 1 | 1 | 0 | 15 | 5720 | 8110 | 21 | 33.6 | 7 | 15 | 0
AMM-SU-2193 | SU | Monopole / greenfield | D-RAN | 3 | 3 | 0 | 3 | 3 | 3 | 1 | 1 | 0 | 15 | 5720 | 8110 | 21 | 33.6 | 7 | 15 | 0
AMM-SU-2194 | SU | Rooftop | D-RAN | 3 | 3 | 0 | 3 | 3 | 3 | 1 | 1 | 0 | 15 | 5720 | 8110 | 21 | 33.6 | 7 | 15 | 0
AMM-SU-2195 | SU | Rooftop | D-RAN | 3 | 3 | 0 | 3 | 3 | 3 | 1 | 1 | 0 | 15 | 5720 | 8110 | 21 | 33.6 | 7 | 15 | 0
AMM-SU-2196 | SU | Monopole / greenfield | D-RAN | 3 | 3 | 0 | 3 | 3 | 3 | 1 | 1 | 0 | 15 | 5720 | 8110 | 21 | 33.6 | 7 | 15 | 0
DEA-SU-0014 | SU | Monopole / greenfield | D-RAN | 3 | 3 | 0 | 3 | 3 | 3 | 1 | 1 | 0 | 15 | 5720 | 8110 | 21 | 33.6 | 7 | 15 | 0
DEA-SU-0015 | SU | Monopole / greenfield | D-RAN | 3 | 3 | 0 | 3 | 3 | 3 | 1 | 1 | 0 | 15 | 5720 | 8110 | 21 | 33.6 | 7 | 15 | 0
MAD-SU-0134 | SU | Monopole / greenfield | C-RAN | 3 | 3 | 0 | 3 | 3 | 3 | 0 | 0 | 1 | 15 | 5310 | 7540 | 18 | 28.8 | 6 | 15 | 0
MAD-SU-0135 | SU | Monopole / greenfield | C-RAN | 3 | 3 | 0 | 3 | 3 | 3 | 0 | 0 | 1 | 15 | 5310 | 7540 | 18 | 28.8 | 6 | 15 | 0
MAD-SU-0136 | SU | Monopole / greenfield | C-RAN | 3 | 3 | 0 | 3 | 3 | 3 | 0 | 0 | 1 | 15 | 5310 | 7540 | 18 | 28.8 | 6 | 15 | 0
MAD-SU-0137 | SU | Monopole / greenfield | C-RAN | 3 | 3 | 0 | 3 | 3 | 3 | 0 | 0 | 1 | 15 | 5310 | 7540 | 18 | 28.8 | 6 | 15 | 0
AMM-SU-2197 | SU | Monopole / greenfield | D-RAN | 3 | 3 | 0 | 3 | 3 | 3 | 1 | 1 | 0 | 15 | 5720 | 8110 | 21 | 33.6 | 7 | 15 | 0
AMM-SU-2198 | SU | Monopole / greenfield | D-RAN | 3 | 3 | 0 | 3 | 3 | 3 | 1 | 1 | 0 | 15 | 5720 | 8110 | 21 | 33.6 | 7 | 15 | 0
AMM-SU-2199 | SU | Monopole / greenfield | D-RAN | 3 | 3 | 0 | 3 | 3 | 3 | 1 | 1 | 0 | 15 | 5720 | 8110 | 21 | 33.6 | 7 | 15 | 0
AMM-SU-2200 | SU | Monopole / greenfield | D-RAN | 3 | 3 | 0 | 3 | 3 | 3 | 1 | 1 | 0 | 15 | 5720 | 8110 | 21 | 33.6 | 7 | 15 | 0
AMM-SU-2201 | SU | Monopole / greenfield | D-RAN | 3 | 3 | 0 | 3 | 3 | 3 | 1 | 1 | 0 | 15 | 5720 | 8110 | 21 | 33.6 | 7 | 15 | 0
AMM-SU-2202 | SU | Monopole / greenfield | D-RAN | 3 | 3 | 0 | 3 | 3 | 3 | 1 | 1 | 0 | 15 | 5720 | 8110 | 21 | 33.6 | 7 | 15 | 0
DEA-SU-0016 | SU | Monopole / greenfield | D-RAN | 3 | 3 | 0 | 3 | 3 | 3 | 1 | 1 | 0 | 15 | 5720 | 8110 | 21 | 33.6 | 7 | 15 | 0
DEA-SU-0017 | SU | Monopole / greenfield | D-RAN | 3 | 3 | 0 | 3 | 3 | 3 | 1 | 1 | 0 | 15 | 5720 | 8110 | 21 | 33.6 | 7 | 15 | 0
MAD-SU-0138 | SU | Monopole / greenfield | C-RAN | 3 | 3 | 0 | 3 | 3 | 3 | 0 | 0 | 1 | 15 | 5310 | 7540 | 18 | 28.8 | 6 | 15 | 0
MAD-SU-0139 | SU | Monopole / greenfield | C-RAN | 3 | 3 | 0 | 3 | 3 | 3 | 0 | 0 | 1 | 15 | 5310 | 7540 | 18 | 28.8 | 6 | 15 | 0
MAD-SU-0140 | SU | Monopole / greenfield | C-RAN | 3 | 3 | 0 | 3 | 3 | 3 | 0 | 0 | 1 | 15 | 5310 | 7540 | 18 | 28.8 | 6 | 15 | 0
MAD-SU-0141 | SU | Monopole / greenfield | C-RAN | 3 | 3 | 0 | 3 | 3 | 3 | 0 | 0 | 1 | 15 | 5310 | 7540 | 18 | 28.8 | 6 | 15 | 0
MAD-SU-0142 | SU | Monopole / greenfield | C-RAN | 3 | 3 | 0 | 3 | 3 | 3 | 0 | 0 | 1 | 15 | 5310 | 7540 | 18 | 28.8 | 6 | 15 | 0
AMM-SU-2203 | SU | Monopole / greenfield | D-RAN | 3 | 3 | 0 | 3 | 3 | 3 | 1 | 1 | 0 | 15 | 5720 | 8110 | 21 | 33.6 | 7 | 15 | 0
AMM-SU-2204 | SU | Monopole / greenfield | D-RAN | 3 | 3 | 0 | 3 | 3 | 3 | 1 | 1 | 0 | 15 | 5720 | 8110 | 21 | 33.6 | 7 | 15 | 0
AMM-SU-2205 | SU | Monopole / greenfield | D-RAN | 3 | 3 | 0 | 3 | 3 | 3 | 1 | 1 | 0 | 15 | 5720 | 8110 | 21 | 33.6 | 7 | 15 | 0
AMM-SU-2206 | SU | Monopole / greenfield | D-RAN | 3 | 3 | 0 | 3 | 3 | 3 | 1 | 1 | 0 | 15 | 5720 | 8110 | 21 | 33.6 | 7 | 15 | 0
AMM-SU-2207 | SU | Monopole / greenfield | D-RAN | 3 | 3 | 0 | 3 | 3 | 3 | 1 | 1 | 0 | 15 | 5720 | 8110 | 21 | 33.6 | 7 | 15 | 0
AMM-SU-2208 | SU | Monopole / greenfield | D-RAN | 3 | 3 | 0 | 3 | 3 | 3 | 1 | 1 | 0 | 15 | 5720 | 8110 | 21 | 33.6 | 7 | 15 | 0
AMM-SU-2209 | SU | Monopole / greenfield | D-RAN | 3 | 3 | 0 | 3 | 3 | 3 | 1 | 1 | 0 | 15 | 5720 | 8110 | 21 | 33.6 | 7 | 15 | 0
DEA-SU-0018 | SU | Monopole / greenfield | D-RAN | 3 | 3 | 0 | 3 | 3 | 3 | 1 | 1 | 0 | 15 | 5720 | 8110 | 21 | 33.6 | 7 | 15 | 0
MAD-SU-0143 | SU | Monopole / greenfield | C-RAN | 3 | 3 | 0 | 3 | 3 | 3 | 0 | 0 | 1 | 15 | 5310 | 7540 | 18 | 28.8 | 6 | 15 | 0
MAD-SU-0144 | SU | Monopole / greenfield | C-RAN | 3 | 3 | 0 | 3 | 3 | 3 | 0 | 0 | 1 | 15 | 5310 | 7540 | 18 | 28.8 | 6 | 15 | 0
MAD-SU-0145 | SU | Monopole / greenfield | C-RAN | 3 | 3 | 0 | 3 | 3 | 3 | 0 | 0 | 1 | 15 | 5310 | 7540 | 18 | 28.8 | 6 | 15 | 0
MAD-SU-0146 | SU | Monopole / greenfield | C-RAN | 3 | 3 | 0 | 3 | 3 | 3 | 0 | 0 | 1 | 15 | 5310 | 7540 | 18 | 28.8 | 6 | 15 | 0
MAD-SU-0147 | SU | Monopole / greenfield | C-RAN | 3 | 3 | 0 | 3 | 3 | 3 | 0 | 0 | 1 | 15 | 5310 | 7540 | 18 | 28.8 | 6 | 15 | 0
MAD-SU-0148 | SU | Monopole / greenfield | C-RAN | 3 | 3 | 0 | 3 | 3 | 3 | 0 | 0 | 1 | 15 | 5310 | 7540 | 18 | 28.8 | 6 | 15 | 0
MAD-SU-0149 | SU | Monopole / greenfield | C-RAN | 3 | 3 | 0 | 3 | 3 | 3 | 0 | 0 | 1 | 15 | 5310 | 7540 | 18 | 28.8 | 6 | 15 | 0
MAD-SU-0150 | SU | Monopole / greenfield | C-RAN | 3 | 3 | 0 | 3 | 3 | 3 | 0 | 0 | 1 | 15 | 5310 | 7540 | 18 | 28.8 | 6 | 15 | 0
AMM-SU-2210 | SU | Monopole / greenfield | D-RAN | 3 | 3 | 0 | 3 | 3 | 3 | 1 | 1 | 0 | 15 | 5720 | 8110 | 21 | 33.6 | 7 | 15 | 0
AMM-SU-2211 | SU | Monopole / greenfield | D-RAN | 3 | 3 | 0 | 3 | 3 | 3 | 1 | 1 | 0 | 15 | 5720 | 8110 | 21 | 33.6 | 7 | 15 | 0
AMM-SU-2212 | SU | Monopole / greenfield | D-RAN | 3 | 3 | 0 | 3 | 3 | 3 | 1 | 1 | 0 | 15 | 5720 | 8110 | 21 | 33.6 | 7 | 15 | 0
AMM-SU-2213 | SU | Monopole / greenfield | D-RAN | 3 | 3 | 0 | 3 | 3 | 3 | 1 | 1 | 0 | 15 | 5720 | 8110 | 21 | 33.6 | 7 | 15 | 0
AMM-SU-2214 | SU | Monopole / greenfield | D-RAN | 3 | 3 | 0 | 3 | 3 | 3 | 1 | 1 | 0 | 15 | 5720 | 8110 | 21 | 33.6 | 7 | 15 | 0
AMM-SU-2215 | SU | Rooftop | D-RAN | 3 | 3 | 0 | 3 | 3 | 3 | 1 | 1 | 0 | 15 | 5720 | 8110 | 21 | 33.6 | 7 | 15 | 0
DEA-SU-0019 | SU | Monopole / greenfield | D-RAN | 3 | 3 | 0 | 3 | 3 | 3 | 1 | 1 | 0 | 15 | 5720 | 8110 | 21 | 33.6 | 7 | 15 | 0
MAD-SU-0151 | SU | Monopole / greenfield | C-RAN | 3 | 3 | 0 | 3 | 3 | 3 | 0 | 0 | 1 | 15 | 5310 | 7540 | 18 | 28.8 | 6 | 15 | 0
MAD-SU-0152 | SU | Monopole / greenfield | C-RAN | 3 | 3 | 0 | 3 | 3 | 3 | 0 | 0 | 1 | 15 | 5310 | 7540 | 18 | 28.8 | 6 | 15 | 0
MAD-SU-0153 | SU | Monopole / greenfield | C-RAN | 3 | 3 | 0 | 3 | 3 | 3 | 0 | 0 | 1 | 15 | 5310 | 7540 | 18 | 28.8 | 6 | 15 | 0
MAD-SU-0154 | SU | Rooftop | C-RAN | 3 | 3 | 0 | 3 | 3 | 3 | 0 | 0 | 1 | 15 | 5310 | 7540 | 18 | 28.8 | 6 | 15 | 0
MAD-SU-0155 | SU | Monopole / greenfield | C-RAN | 3 | 3 | 0 | 3 | 3 | 3 | 0 | 0 | 1 | 15 | 5310 | 7540 | 18 | 28.8 | 6 | 15 | 0
MAD-SU-0156 | SU | Monopole / greenfield | C-RAN | 3 | 3 | 0 | 3 | 3 | 3 | 0 | 0 | 1 | 15 | 5310 | 7540 | 18 | 28.8 | 6 | 15 | 0
AMM-SU-2216 | SU | Monopole / greenfield | D-RAN | 3 | 3 | 0 | 3 | 3 | 3 | 1 | 1 | 0 | 15 | 5720 | 8110 | 21 | 33.6 | 7 | 15 | 0
AMM-SU-2217 | SU | Monopole / greenfield | D-RAN | 3 | 3 | 0 | 3 | 3 | 3 | 1 | 1 | 0 | 15 | 5720 | 8110 | 21 | 33.6 | 7 | 15 | 0
AMM-SU-2218 | SU | Monopole / greenfield | D-RAN | 3 | 3 | 0 | 3 | 3 | 3 | 1 | 1 | 0 | 15 | 5720 | 8110 | 21 | 33.6 | 7 | 15 | 0
MAD-SU-0157 | SU | Monopole / greenfield | C-RAN | 3 | 3 | 0 | 3 | 3 | 3 | 0 | 0 | 1 | 15 | 5310 | 7540 | 18 | 28.8 | 6 | 15 | 0
MAD-SU-0158 | SU | Monopole / greenfield | C-RAN | 3 | 3 | 0 | 3 | 3 | 3 | 0 | 0 | 1 | 15 | 5310 | 7540 | 18 | 28.8 | 6 | 15 | 0
AMM-SU-2219 | SU | Monopole / greenfield | D-RAN | 3 | 3 | 0 | 3 | 3 | 3 | 1 | 1 | 0 | 15 | 5720 | 8110 | 21 | 33.6 | 7 | 15 | 0
AMM-SU-2220 | SU | Monopole / greenfield | D-RAN | 3 | 3 | 0 | 3 | 3 | 3 | 1 | 1 | 0 | 15 | 5720 | 8110 | 21 | 33.6 | 7 | 15 | 0
AMM-SU-2221 | SU | Monopole / greenfield | D-RAN | 3 | 3 | 0 | 3 | 3 | 3 | 1 | 1 | 0 | 15 | 5720 | 8110 | 21 | 33.6 | 7 | 15 | 0
AMM-SU-2222 | SU | Monopole / greenfield | D-RAN | 3 | 3 | 0 | 3 | 3 | 3 | 1 | 1 | 0 | 15 | 5720 | 8110 | 21 | 33.6 | 7 | 15 | 0
AMM-SU-2223 | SU | Monopole / greenfield | D-RAN | 3 | 3 | 0 | 3 | 3 | 3 | 1 | 1 | 0 | 15 | 5720 | 8110 | 21 | 33.6 | 7 | 15 | 0
AMM-SU-2224 | SU | Monopole / greenfield | D-RAN | 3 | 3 | 0 | 3 | 3 | 3 | 1 | 1 | 0 | 15 | 5720 | 8110 | 21 | 33.6 | 7 | 15 | 0
AMM-SU-2225 | SU | Monopole / greenfield | D-RAN | 3 | 3 | 0 | 3 | 3 | 3 | 1 | 1 | 0 | 15 | 5720 | 8110 | 21 | 33.6 | 7 | 15 | 0
AMM-SU-2226 | SU | Monopole / greenfield | D-RAN | 3 | 3 | 0 | 3 | 3 | 3 | 1 | 1 | 0 | 15 | 5720 | 8110 | 21 | 33.6 | 7 | 15 | 0
AMM-SU-2227 | SU | Monopole / greenfield | D-RAN | 3 | 3 | 0 | 3 | 3 | 3 | 1 | 1 | 0 | 15 | 5720 | 8110 | 21 | 33.6 | 7 | 15 | 0
AMM-SU-2228 | SU | Monopole / greenfield | D-RAN | 3 | 3 | 0 | 3 | 3 | 3 | 1 | 1 | 0 | 15 | 5720 | 8110 | 21 | 33.6 | 7 | 15 | 0
AMM-SU-2229 | SU | Monopole / greenfield | D-RAN | 3 | 3 | 0 | 3 | 3 | 3 | 1 | 1 | 0 | 15 | 5720 | 8110 | 21 | 33.6 | 7 | 15 | 0
AMM-SU-2230 | SU | Monopole / greenfield | D-RAN | 3 | 3 | 0 | 3 | 3 | 3 | 1 | 1 | 0 | 15 | 5720 | 8110 | 21 | 33.6 | 7 | 15 | 0
AMM-SU-2231 | SU | Monopole / greenfield | D-RAN | 3 | 3 | 0 | 3 | 3 | 3 | 1 | 1 | 0 | 15 | 5720 | 8110 | 21 | 33.6 | 7 | 15 | 0
AMM-SU-2232 | SU | Monopole / greenfield | D-RAN | 3 | 3 | 0 | 3 | 3 | 3 | 1 | 1 | 0 | 15 | 5720 | 8110 | 21 | 33.6 | 7 | 15 | 0
AMM-SU-2233 | SU | Monopole / greenfield | D-RAN | 3 | 3 | 0 | 3 | 3 | 3 | 1 | 1 | 0 | 15 | 5720 | 8110 | 21 | 33.6 | 7 | 15 | 0
AMM-SU-2234 | SU | Monopole / greenfield | D-RAN | 3 | 3 | 0 | 3 | 3 | 3 | 1 | 1 | 0 | 15 | 5720 | 8110 | 21 | 33.6 | 7 | 15 | 0
AMM-SU-2235 | SU | Monopole / greenfield | D-RAN | 3 | 3 | 0 | 3 | 3 | 3 | 1 | 1 | 0 | 15 | 5720 | 8110 | 21 | 33.6 | 7 | 15 | 0
AMM-SU-2236 | SU | Monopole / greenfield | D-RAN | 3 | 3 | 0 | 3 | 3 | 3 | 1 | 1 | 0 | 15 | 5720 | 8110 | 21 | 33.6 | 7 | 15 | 0
AMM-SU-2237 | SU | Monopole / greenfield | D-RAN | 3 | 3 | 0 | 3 | 3 | 3 | 1 | 1 | 0 | 15 | 5720 | 8110 | 21 | 33.6 | 7 | 15 | 0
AMM-SU-2238 | SU | Monopole / greenfield | D-RAN | 3 | 3 | 0 | 3 | 3 | 3 | 1 | 1 | 0 | 15 | 5720 | 8110 | 21 | 33.6 | 7 | 15 | 0
AMM-SU-2239 | SU | Monopole / greenfield | D-RAN | 3 | 3 | 0 | 3 | 3 | 3 | 1 | 1 | 0 | 15 | 5720 | 8110 | 21 | 33.6 | 7 | 15 | 0
AMM-SU-2240 | SU | Monopole / greenfield | D-RAN | 3 | 3 | 0 | 3 | 3 | 3 | 1 | 1 | 0 | 15 | 5720 | 8110 | 21 | 33.6 | 7 | 15 | 0
AMM-SU-2241 | SU | Monopole / greenfield | D-RAN | 3 | 3 | 0 | 3 | 3 | 3 | 1 | 1 | 0 | 15 | 5720 | 8110 | 21 | 33.6 | 7 | 15 | 0
AMM-SU-2242 | SU | Monopole / greenfield | D-RAN | 3 | 3 | 0 | 3 | 3 | 3 | 1 | 1 | 0 | 15 | 5720 | 8110 | 21 | 33.6 | 7 | 15 | 0
AMM-SU-2243 | SU | Monopole / greenfield | D-RAN | 3 | 3 | 0 | 3 | 3 | 3 | 1 | 1 | 0 | 15 | 5720 | 8110 | 21 | 33.6 | 7 | 15 | 0
AMM-SU-2244 | SU | Monopole / greenfield | D-RAN | 3 | 3 | 0 | 3 | 3 | 3 | 1 | 1 | 0 | 15 | 5720 | 8110 | 21 | 33.6 | 7 | 15 | 0
AMM-SU-2245 | SU | Monopole / greenfield | D-RAN | 3 | 3 | 0 | 3 | 3 | 3 | 1 | 1 | 0 | 15 | 5720 | 8110 | 21 | 33.6 | 7 | 15 | 0
AMM-SU-2246 | SU | Monopole / greenfield | D-RAN | 3 | 3 | 0 | 3 | 3 | 3 | 1 | 1 | 0 | 15 | 5720 | 8110 | 21 | 33.6 | 7 | 15 | 0
AMM-SU-2247 | SU | Monopole / greenfield | D-RAN | 3 | 3 | 0 | 3 | 3 | 3 | 1 | 1 | 0 | 15 | 5720 | 8110 | 21 | 33.6 | 7 | 15 | 0
AMM-SU-2248 | SU | Monopole / greenfield | D-RAN | 3 | 3 | 0 | 3 | 3 | 3 | 1 | 1 | 0 | 15 | 5720 | 8110 | 21 | 33.6 | 7 | 15 | 0
AMM-SU-2249 | SU | Monopole / greenfield | D-RAN | 3 | 3 | 0 | 3 | 3 | 3 | 1 | 1 | 0 | 15 | 5720 | 8110 | 21 | 33.6 | 7 | 15 | 0
AMM-SU-2250 | SU | Monopole / greenfield | D-RAN | 3 | 3 | 0 | 3 | 3 | 3 | 1 | 1 | 0 | 15 | 5720 | 8110 | 21 | 33.6 | 7 | 15 | 0
AMM-SU-2251 | SU | Monopole / greenfield | D-RAN | 3 | 3 | 0 | 3 | 3 | 3 | 1 | 1 | 0 | 15 | 5720 | 8110 | 21 | 33.6 | 7 | 15 | 0
AMM-SU-2252 | SU | Monopole / greenfield | D-RAN | 3 | 3 | 0 | 3 | 3 | 3 | 1 | 1 | 0 | 15 | 5720 | 8110 | 21 | 33.6 | 7 | 15 | 0
AMM-SU-2253 | SU | Rooftop | D-RAN | 3 | 3 | 0 | 3 | 3 | 3 | 1 | 1 | 0 | 15 | 5720 | 8110 | 21 | 33.6 | 7 | 15 | 0
AMM-SU-2254 | SU | Monopole / greenfield | D-RAN | 3 | 3 | 0 | 3 | 3 | 3 | 1 | 1 | 0 | 15 | 5720 | 8110 | 21 | 33.6 | 7 | 15 | 0
AMM-SU-2255 | SU | Monopole / greenfield | D-RAN | 3 | 3 | 0 | 3 | 3 | 3 | 1 | 1 | 0 | 15 | 5720 | 8110 | 21 | 33.6 | 7 | 15 | 0
AMM-SU-2256 | SU | Monopole / greenfield | D-RAN | 3 | 3 | 0 | 3 | 3 | 3 | 1 | 1 | 0 | 15 | 5720 | 8110 | 21 | 33.6 | 7 | 15 | 0
AMM-SU-2257 | SU | Monopole / greenfield | D-RAN | 3 | 3 | 0 | 3 | 3 | 3 | 1 | 1 | 0 | 15 | 5720 | 8110 | 21 | 33.6 | 7 | 15 | 0
AMM-SU-2258 | SU | Monopole / greenfield | D-RAN | 3 | 3 | 0 | 3 | 3 | 3 | 1 | 1 | 0 | 15 | 5720 | 8110 | 21 | 33.6 | 7 | 15 | 0
AMM-SU-2259 | SU | Rooftop | D-RAN | 3 | 3 | 0 | 3 | 3 | 3 | 1 | 1 | 0 | 15 | 5720 | 8110 | 21 | 33.6 | 7 | 15 | 0
AMM-SU-2260 | SU | Monopole / greenfield | D-RAN | 3 | 3 | 0 | 3 | 3 | 3 | 1 | 1 | 0 | 15 | 5720 | 8110 | 21 | 33.6 | 7 | 15 | 0
AMM-SU-2261 | SU | Monopole / greenfield | D-RAN | 3 | 3 | 0 | 3 | 3 | 3 | 1 | 1 | 0 | 15 | 5720 | 8110 | 21 | 33.6 | 7 | 15 | 0
AMM-SU-2262 | SU | Monopole / greenfield | D-RAN | 3 | 3 | 0 | 3 | 3 | 3 | 1 | 1 | 0 | 15 | 5720 | 8110 | 21 | 33.6 | 7 | 15 | 0
AMM-SU-2263 | SU | Monopole / greenfield | D-RAN | 3 | 3 | 0 | 3 | 3 | 3 | 1 | 1 | 0 | 15 | 5720 | 8110 | 21 | 33.6 | 7 | 15 | 0
AMM-SU-2264 | SU | Rooftop | D-RAN | 3 | 3 | 0 | 3 | 3 | 3 | 1 | 1 | 0 | 15 | 5720 | 8110 | 21 | 33.6 | 7 | 15 | 0
AMM-SU-2265 | SU | Monopole / greenfield | D-RAN | 3 | 3 | 0 | 3 | 3 | 3 | 1 | 1 | 0 | 15 | 5720 | 8110 | 21 | 33.6 | 7 | 15 | 0
AMM-SU-2266 | SU | Monopole / greenfield | D-RAN | 3 | 3 | 0 | 3 | 3 | 3 | 1 | 1 | 0 | 15 | 5720 | 8110 | 21 | 33.6 | 7 | 15 | 0
AMM-SU-2267 | SU | Monopole / greenfield | D-RAN | 3 | 3 | 0 | 3 | 3 | 3 | 1 | 1 | 0 | 15 | 5720 | 8110 | 21 | 33.6 | 7 | 15 | 0
AMM-SU-2268 | SU | Monopole / greenfield | D-RAN | 3 | 3 | 0 | 3 | 3 | 3 | 1 | 1 | 0 | 15 | 5720 | 8110 | 21 | 33.6 | 7 | 15 | 0
AMM-SU-2269 | SU | Monopole / greenfield | D-RAN | 3 | 3 | 0 | 3 | 3 | 3 | 1 | 1 | 0 | 15 | 5720 | 8110 | 21 | 33.6 | 7 | 15 | 0
AMM-SU-2270 | SU | Monopole / greenfield | D-RAN | 3 | 3 | 0 | 3 | 3 | 3 | 1 | 1 | 0 | 15 | 5720 | 8110 | 21 | 33.6 | 7 | 15 | 0
AMM-SU-2271 | SU | Monopole / greenfield | D-RAN | 3 | 3 | 0 | 3 | 3 | 3 | 1 | 1 | 0 | 15 | 5720 | 8110 | 21 | 33.6 | 7 | 15 | 0
AMM-SU-2272 | SU | Monopole / greenfield | D-RAN | 3 | 3 | 0 | 3 | 3 | 3 | 1 | 1 | 0 | 15 | 5720 | 8110 | 21 | 33.6 | 7 | 15 | 0
AMM-SU-2273 | SU | Monopole / greenfield | D-RAN | 3 | 3 | 0 | 3 | 3 | 3 | 1 | 1 | 0 | 15 | 5720 | 8110 | 21 | 33.6 | 7 | 15 | 0
AMM-SU-2274 | SU | Monopole / greenfield | D-RAN | 3 | 3 | 0 | 3 | 3 | 3 | 1 | 1 | 0 | 15 | 5720 | 8110 | 21 | 33.6 | 7 | 15 | 0
AMM-SU-2275 | SU | Rooftop | D-RAN | 3 | 3 | 0 | 3 | 3 | 3 | 1 | 1 | 0 | 15 | 5720 | 8110 | 21 | 33.6 | 7 | 15 | 0
AMM-SU-2276 | SU | Monopole / greenfield | D-RAN | 3 | 3 | 0 | 3 | 3 | 3 | 1 | 1 | 0 | 15 | 5720 | 8110 | 21 | 33.6 | 7 | 15 | 0
AMM-SU-2277 | SU | Monopole / greenfield | D-RAN | 3 | 3 | 0 | 3 | 3 | 3 | 1 | 1 | 0 | 15 | 5720 | 8110 | 21 | 33.6 | 7 | 15 | 0
AMM-SU-2278 | SU | Monopole / greenfield | D-RAN | 3 | 3 | 0 | 3 | 3 | 3 | 1 | 1 | 0 | 15 | 5720 | 8110 | 21 | 33.6 | 7 | 15 | 0
AMM-SU-2279 | SU | Monopole / greenfield | D-RAN | 3 | 3 | 0 | 3 | 3 | 3 | 1 | 1 | 0 | 15 | 5720 | 8110 | 21 | 33.6 | 7 | 15 | 0
AMM-SU-2280 | SU | Monopole / greenfield | D-RAN | 3 | 3 | 0 | 3 | 3 | 3 | 1 | 1 | 0 | 15 | 5720 | 8110 | 21 | 33.6 | 7 | 15 | 0
AMM-SU-2281 | SU | Monopole / greenfield | D-RAN | 3 | 3 | 0 | 3 | 3 | 3 | 1 | 1 | 0 | 15 | 5720 | 8110 | 21 | 33.6 | 7 | 15 | 0
AMM-SU-2282 | SU | Rooftop | D-RAN | 3 | 3 | 0 | 3 | 3 | 3 | 1 | 1 | 0 | 15 | 5720 | 8110 | 21 | 33.6 | 7 | 15 | 0
AMM-SU-2283 | SU | Rooftop | D-RAN | 3 | 3 | 0 | 3 | 3 | 3 | 1 | 1 | 0 | 15 | 5720 | 8110 | 21 | 33.6 | 7 | 15 | 0
AMM-SU-2284 | SU | Monopole / greenfield | D-RAN | 3 | 3 | 0 | 3 | 3 | 3 | 1 | 1 | 0 | 15 | 5720 | 8110 | 21 | 33.6 | 7 | 15 | 0
AMM-SU-2285 | SU | Monopole / greenfield | D-RAN | 3 | 3 | 0 | 3 | 3 | 3 | 1 | 1 | 0 | 15 | 5720 | 8110 | 21 | 33.6 | 7 | 15 | 0
AMM-SU-2286 | SU | Rooftop | D-RAN | 3 | 3 | 0 | 3 | 3 | 3 | 1 | 1 | 0 | 15 | 5720 | 8110 | 21 | 33.6 | 7 | 15 | 0
AMM-SU-2287 | SU | Monopole / greenfield | D-RAN | 3 | 3 | 0 | 3 | 3 | 3 | 1 | 1 | 0 | 15 | 5720 | 8110 | 21 | 33.6 | 7 | 15 | 0
AMM-SU-2288 | SU | Monopole / greenfield | D-RAN | 3 | 3 | 0 | 3 | 3 | 3 | 1 | 1 | 0 | 15 | 5720 | 8110 | 21 | 33.6 | 7 | 15 | 0
AMM-SU-2289 | SU | Monopole / greenfield | D-RAN | 3 | 3 | 0 | 3 | 3 | 3 | 1 | 1 | 0 | 15 | 5720 | 8110 | 21 | 33.6 | 7 | 15 | 0
AMM-SU-2290 | SU | Monopole / greenfield | D-RAN | 3 | 3 | 0 | 3 | 3 | 3 | 1 | 1 | 0 | 15 | 5720 | 8110 | 21 | 33.6 | 7 | 15 | 0
AMM-SU-2291 | SU | Monopole / greenfield | D-RAN | 3 | 3 | 0 | 3 | 3 | 3 | 1 | 1 | 0 | 15 | 5720 | 8110 | 21 | 33.6 | 7 | 15 | 0
AMM-SU-2292 | SU | Monopole / greenfield | D-RAN | 3 | 3 | 0 | 3 | 3 | 3 | 1 | 1 | 0 | 15 | 5720 | 8110 | 21 | 33.6 | 7 | 15 | 0
AMM-SU-2293 | SU | Monopole / greenfield | D-RAN | 3 | 3 | 0 | 3 | 3 | 3 | 1 | 1 | 0 | 15 | 5720 | 8110 | 21 | 33.6 | 7 | 15 | 0
AMM-SU-2294 | SU | Monopole / greenfield | D-RAN | 3 | 3 | 0 | 3 | 3 | 3 | 1 | 1 | 0 | 15 | 5720 | 8110 | 21 | 33.6 | 7 | 15 | 0
AMM-SU-2295 | SU | Monopole / greenfield | D-RAN | 3 | 3 | 0 | 3 | 3 | 3 | 1 | 1 | 0 | 15 | 5720 | 8110 | 21 | 33.6 | 7 | 15 | 0
AMM-SU-2296 | SU | Rooftop | D-RAN | 3 | 3 | 0 | 3 | 3 | 3 | 1 | 1 | 0 | 15 | 5720 | 8110 | 21 | 33.6 | 7 | 15 | 0
AMM-SU-2297 | SU | Rooftop | D-RAN | 3 | 3 | 0 | 3 | 3 | 3 | 1 | 1 | 0 | 15 | 5720 | 8110 | 21 | 33.6 | 7 | 15 | 0
AMM-SU-2298 | SU | Rooftop | D-RAN | 3 | 3 | 0 | 3 | 3 | 3 | 1 | 1 | 0 | 15 | 5720 | 8110 | 21 | 33.6 | 7 | 15 | 0
AMM-SU-2299 | SU | Monopole / greenfield | D-RAN | 3 | 3 | 0 | 3 | 3 | 3 | 1 | 1 | 0 | 15 | 5720 | 8110 | 21 | 33.6 | 7 | 15 | 0
AMM-SU-2300 | SU | Monopole / greenfield | D-RAN | 3 | 3 | 0 | 3 | 3 | 3 | 1 | 1 | 0 | 15 | 5720 | 8110 | 21 | 33.6 | 7 | 15 | 0
AMM-SU-2301 | SU | Monopole / greenfield | D-RAN | 3 | 3 | 0 | 3 | 3 | 3 | 1 | 1 | 0 | 15 | 5720 | 8110 | 21 | 33.6 | 7 | 15 | 0
AMM-SU-2302 | SU | Monopole / greenfield | D-RAN | 3 | 3 | 0 | 3 | 3 | 3 | 1 | 1 | 0 | 15 | 5720 | 8110 | 21 | 33.6 | 7 | 15 | 0
AMM-SU-2303 | SU | Monopole / greenfield | D-RAN | 3 | 3 | 0 | 3 | 3 | 3 | 1 | 1 | 0 | 15 | 5720 | 8110 | 21 | 33.6 | 7 | 15 | 0
AMM-SU-2304 | SU | Monopole / greenfield | D-RAN | 3 | 3 | 0 | 3 | 3 | 3 | 1 | 1 | 0 | 15 | 5720 | 8110 | 21 | 33.6 | 7 | 15 | 0
AMM-SU-2305 | SU | Monopole / greenfield | D-RAN | 3 | 3 | 0 | 3 | 3 | 3 | 1 | 1 | 0 | 15 | 5720 | 8110 | 21 | 33.6 | 7 | 15 | 0
AMM-SU-2306 | SU | Rooftop | D-RAN | 3 | 3 | 0 | 3 | 3 | 3 | 1 | 1 | 0 | 15 | 5720 | 8110 | 21 | 33.6 | 7 | 15 | 0
AMM-SU-2307 | SU | Rooftop | D-RAN | 3 | 3 | 0 | 3 | 3 | 3 | 1 | 1 | 0 | 15 | 5720 | 8110 | 21 | 33.6 | 7 | 15 | 0
AMM-SU-2308 | SU | Rooftop | D-RAN | 3 | 3 | 0 | 3 | 3 | 3 | 1 | 1 | 0 | 15 | 5720 | 8110 | 21 | 33.6 | 7 | 15 | 0
AMM-SU-2309 | SU | Rooftop | D-RAN | 3 | 3 | 0 | 3 | 3 | 3 | 1 | 1 | 0 | 15 | 5720 | 8110 | 21 | 33.6 | 7 | 15 | 0
AMM-SU-2310 | SU | Rooftop | D-RAN | 3 | 3 | 0 | 3 | 3 | 3 | 1 | 1 | 0 | 15 | 5720 | 8110 | 21 | 33.6 | 7 | 15 | 0
AMM-SU-2311 | SU | Rooftop | D-RAN | 3 | 3 | 0 | 3 | 3 | 3 | 1 | 1 | 0 | 15 | 5720 | 8110 | 21 | 33.6 | 7 | 15 | 0
AMM-SU-2312 | SU | Monopole / greenfield | D-RAN | 3 | 3 | 0 | 3 | 3 | 3 | 1 | 1 | 0 | 15 | 5720 | 8110 | 21 | 33.6 | 7 | 15 | 0
AMM-SU-2313 | SU | Monopole / greenfield | D-RAN | 3 | 3 | 0 | 3 | 3 | 3 | 1 | 1 | 0 | 15 | 5720 | 8110 | 21 | 33.6 | 7 | 15 | 0
AMM-SU-2314 | SU | Monopole / greenfield | D-RAN | 3 | 3 | 0 | 3 | 3 | 3 | 1 | 1 | 0 | 15 | 5720 | 8110 | 21 | 33.6 | 7 | 15 | 0
AMM-SU-2315 | SU | Monopole / greenfield | D-RAN | 3 | 3 | 0 | 3 | 3 | 3 | 1 | 1 | 0 | 15 | 5720 | 8110 | 21 | 33.6 | 7 | 15 | 0
AMM-SU-2316 | SU | Monopole / greenfield | D-RAN | 3 | 3 | 0 | 3 | 3 | 3 | 1 | 1 | 0 | 15 | 5720 | 8110 | 21 | 33.6 | 7 | 15 | 0
AMM-SU-2317 | SU | Monopole / greenfield | D-RAN | 3 | 3 | 0 | 3 | 3 | 3 | 1 | 1 | 0 | 15 | 5720 | 8110 | 21 | 33.6 | 7 | 15 | 0
AMM-SU-2318 | SU | Monopole / greenfield | D-RAN | 3 | 3 | 0 | 3 | 3 | 3 | 1 | 1 | 0 | 15 | 5720 | 8110 | 21 | 33.6 | 7 | 15 | 0
AMM-SU-2319 | SU | Monopole / greenfield | D-RAN | 3 | 3 | 0 | 3 | 3 | 3 | 1 | 1 | 0 | 15 | 5720 | 8110 | 21 | 33.6 | 7 | 15 | 0
AMM-SU-2320 | SU | Rooftop | D-RAN | 3 | 3 | 0 | 3 | 3 | 3 | 1 | 1 | 0 | 15 | 5720 | 8110 | 21 | 33.6 | 7 | 15 | 0
AMM-SU-2321 | SU | Rooftop | D-RAN | 3 | 3 | 0 | 3 | 3 | 3 | 1 | 1 | 0 | 15 | 5720 | 8110 | 21 | 33.6 | 7 | 15 | 0
AMM-SU-2322 | SU | Rooftop | D-RAN | 3 | 3 | 0 | 3 | 3 | 3 | 1 | 1 | 0 | 15 | 5720 | 8110 | 21 | 33.6 | 7 | 15 | 0
AMM-SU-2323 | SU | Rooftop | D-RAN | 3 | 3 | 0 | 3 | 3 | 3 | 1 | 1 | 0 | 15 | 5720 | 8110 | 21 | 33.6 | 7 | 15 | 0
AMM-SU-2324 | SU | Monopole / greenfield | D-RAN | 3 | 3 | 0 | 3 | 3 | 3 | 1 | 1 | 0 | 15 | 5720 | 8110 | 21 | 33.6 | 7 | 15 | 0
AMM-SU-2325 | SU | Monopole / greenfield | D-RAN | 3 | 3 | 0 | 3 | 3 | 3 | 1 | 1 | 0 | 15 | 5720 | 8110 | 21 | 33.6 | 7 | 15 | 0
AMM-SU-2326 | SU | Monopole / greenfield | D-RAN | 3 | 3 | 0 | 3 | 3 | 3 | 1 | 1 | 0 | 15 | 5720 | 8110 | 21 | 33.6 | 7 | 15 | 0
AMM-SU-2327 | SU | Monopole / greenfield | D-RAN | 3 | 3 | 0 | 3 | 3 | 3 | 1 | 1 | 0 | 15 | 5720 | 8110 | 21 | 33.6 | 7 | 15 | 0
AMM-SU-2328 | SU | Monopole / greenfield | D-RAN | 3 | 3 | 0 | 3 | 3 | 3 | 1 | 1 | 0 | 15 | 5720 | 8110 | 21 | 33.6 | 7 | 15 | 0
AMM-SU-2329 | SU | Monopole / greenfield | D-RAN | 3 | 3 | 0 | 3 | 3 | 3 | 1 | 1 | 0 | 15 | 5720 | 8110 | 21 | 33.6 | 7 | 15 | 0
AMM-SU-2330 | SU | Monopole / greenfield | D-RAN | 3 | 3 | 0 | 3 | 3 | 3 | 1 | 1 | 0 | 15 | 5720 | 8110 | 21 | 33.6 | 7 | 15 | 0
AMM-SU-2331 | SU | Monopole / greenfield | D-RAN | 3 | 3 | 0 | 3 | 3 | 3 | 1 | 1 | 0 | 15 | 5720 | 8110 | 21 | 33.6 | 7 | 15 | 0
AMM-SU-2332 | SU | Monopole / greenfield | D-RAN | 3 | 3 | 0 | 3 | 3 | 3 | 1 | 1 | 0 | 15 | 5720 | 8110 | 21 | 33.6 | 7 | 15 | 0
AMM-SU-2333 | SU | Monopole / greenfield | D-RAN | 3 | 3 | 0 | 3 | 3 | 3 | 1 | 1 | 0 | 15 | 5720 | 8110 | 21 | 33.6 | 7 | 15 | 0
AMM-SU-2334 | SU | Rooftop | D-RAN | 3 | 3 | 0 | 3 | 3 | 3 | 1 | 1 | 0 | 15 | 5720 | 8110 | 21 | 33.6 | 7 | 15 | 0
AMM-SU-2335 | SU | Rooftop | D-RAN | 3 | 3 | 0 | 3 | 3 | 3 | 1 | 1 | 0 | 15 | 5720 | 8110 | 21 | 33.6 | 7 | 15 | 0
AMM-SU-2336 | SU | Rooftop | D-RAN | 3 | 3 | 0 | 3 | 3 | 3 | 1 | 1 | 0 | 15 | 5720 | 8110 | 21 | 33.6 | 7 | 15 | 0
AMM-SU-2337 | SU | Rooftop | D-RAN | 3 | 3 | 0 | 3 | 3 | 3 | 1 | 1 | 0 | 15 | 5720 | 8110 | 21 | 33.6 | 7 | 15 | 0
AMM-SU-2338 | SU | Rooftop | D-RAN | 3 | 3 | 0 | 3 | 3 | 3 | 1 | 1 | 0 | 15 | 5720 | 8110 | 21 | 33.6 | 7 | 15 | 0
AMM-SU-2339 | SU | Monopole / greenfield | D-RAN | 3 | 3 | 0 | 3 | 3 | 3 | 1 | 1 | 0 | 15 | 5720 | 8110 | 21 | 33.6 | 7 | 15 | 0
AMM-SU-2340 | SU | Monopole / greenfield | D-RAN | 3 | 3 | 0 | 3 | 3 | 3 | 1 | 1 | 0 | 15 | 5720 | 8110 | 21 | 33.6 | 7 | 15 | 0
AMM-SU-2341 | SU | Monopole / greenfield | D-RAN | 3 | 3 | 0 | 3 | 3 | 3 | 1 | 1 | 0 | 15 | 5720 | 8110 | 21 | 33.6 | 7 | 15 | 0
AMM-SU-2342 | SU | Monopole / greenfield | D-RAN | 3 | 3 | 0 | 3 | 3 | 3 | 1 | 1 | 0 | 15 | 5720 | 8110 | 21 | 33.6 | 7 | 15 | 0
AMM-SU-2343 | SU | Monopole / greenfield | D-RAN | 3 | 3 | 0 | 3 | 3 | 3 | 1 | 1 | 0 | 15 | 5720 | 8110 | 21 | 33.6 | 7 | 15 | 0
AMM-SU-2344 | SU | Monopole / greenfield | D-RAN | 3 | 3 | 0 | 3 | 3 | 3 | 1 | 1 | 0 | 15 | 5720 | 8110 | 21 | 33.6 | 7 | 15 | 0
AMM-SU-2345 | SU | Monopole / greenfield | D-RAN | 3 | 3 | 0 | 3 | 3 | 3 | 1 | 1 | 0 | 15 | 5720 | 8110 | 21 | 33.6 | 7 | 15 | 0
AMM-SU-2346 | SU | Rooftop | D-RAN | 3 | 3 | 0 | 3 | 3 | 3 | 1 | 1 | 0 | 15 | 5720 | 8110 | 21 | 33.6 | 7 | 15 | 0
AMM-SU-2347 | SU | Rooftop | D-RAN | 3 | 3 | 0 | 3 | 3 | 3 | 1 | 1 | 0 | 15 | 5720 | 8110 | 21 | 33.6 | 7 | 15 | 0
AMM-SU-2348 | SU | Rooftop | D-RAN | 3 | 3 | 0 | 3 | 3 | 3 | 1 | 1 | 0 | 15 | 5720 | 8110 | 21 | 33.6 | 7 | 15 | 0
AMM-SU-2349 | SU | Rooftop | D-RAN | 3 | 3 | 0 | 3 | 3 | 3 | 1 | 1 | 0 | 15 | 5720 | 8110 | 21 | 33.6 | 7 | 15 | 0
AMM-SU-2350 | SU | Monopole / greenfield | D-RAN | 3 | 3 | 0 | 3 | 3 | 3 | 1 | 1 | 0 | 15 | 5720 | 8110 | 21 | 33.6 | 7 | 15 | 0
AMM-SU-2351 | SU | Monopole / greenfield | D-RAN | 3 | 3 | 0 | 3 | 3 | 3 | 1 | 1 | 0 | 15 | 5720 | 8110 | 21 | 33.6 | 7 | 15 | 0
AMM-SU-2352 | SU | Monopole / greenfield | D-RAN | 3 | 3 | 0 | 3 | 3 | 3 | 1 | 1 | 0 | 15 | 5720 | 8110 | 21 | 33.6 | 7 | 15 | 0
AMM-SU-2353 | SU | Monopole / greenfield | D-RAN | 3 | 3 | 0 | 3 | 3 | 3 | 1 | 1 | 0 | 15 | 5720 | 8110 | 21 | 33.6 | 7 | 15 | 0
AMM-SU-2354 | SU | Monopole / greenfield | D-RAN | 3 | 3 | 0 | 3 | 3 | 3 | 1 | 1 | 0 | 15 | 5720 | 8110 | 21 | 33.6 | 7 | 15 | 0
AMM-SU-2355 | SU | Monopole / greenfield | D-RAN | 3 | 3 | 0 | 3 | 3 | 3 | 1 | 1 | 0 | 15 | 5720 | 8110 | 21 | 33.6 | 7 | 15 | 0
AMM-SU-2356 | SU | Monopole / greenfield | D-RAN | 3 | 3 | 0 | 3 | 3 | 3 | 1 | 1 | 0 | 15 | 5720 | 8110 | 21 | 33.6 | 7 | 15 | 0
AMM-SU-2357 | SU | Monopole / greenfield | D-RAN | 3 | 3 | 0 | 3 | 3 | 3 | 1 | 1 | 0 | 15 | 5720 | 8110 | 21 | 33.6 | 7 | 15 | 0
AMM-SU-2358 | SU | Monopole / greenfield | D-RAN | 3 | 3 | 0 | 3 | 3 | 3 | 1 | 1 | 0 | 15 | 5720 | 8110 | 21 | 33.6 | 7 | 15 | 0
AMM-SU-2359 | SU | Monopole / greenfield | D-RAN | 3 | 3 | 0 | 3 | 3 | 3 | 1 | 1 | 0 | 15 | 5720 | 8110 | 21 | 33.6 | 7 | 15 | 0
AMM-SU-2360 | SU | Monopole / greenfield | D-RAN | 3 | 3 | 0 | 3 | 3 | 3 | 1 | 1 | 0 | 15 | 5720 | 8110 | 21 | 33.6 | 7 | 15 | 0
AMM-SU-2361 | SU | Rooftop | D-RAN | 3 | 3 | 0 | 3 | 3 | 3 | 1 | 1 | 0 | 15 | 5720 | 8110 | 21 | 33.6 | 7 | 15 | 0
AMM-SU-2362 | SU | Monopole / greenfield | D-RAN | 3 | 3 | 0 | 3 | 3 | 3 | 1 | 1 | 0 | 15 | 5720 | 8110 | 21 | 33.6 | 7 | 15 | 0
AMM-SU-2363 | SU | Monopole / greenfield | D-RAN | 3 | 3 | 0 | 3 | 3 | 3 | 1 | 1 | 0 | 15 | 5720 | 8110 | 21 | 33.6 | 7 | 15 | 0
AMM-SU-2364 | SU | Rooftop | D-RAN | 3 | 3 | 0 | 3 | 3 | 3 | 1 | 1 | 0 | 15 | 5720 | 8110 | 21 | 33.6 | 7 | 15 | 0
AMM-SU-2365 | SU | Rooftop | D-RAN | 3 | 3 | 0 | 3 | 3 | 3 | 1 | 1 | 0 | 15 | 5720 | 8110 | 21 | 33.6 | 7 | 15 | 0
AMM-SU-2366 | SU | Rooftop | D-RAN | 3 | 3 | 0 | 3 | 3 | 3 | 1 | 1 | 0 | 15 | 5720 | 8110 | 21 | 33.6 | 7 | 15 | 0
AMM-SU-2367 | SU | Monopole / greenfield | D-RAN | 3 | 3 | 0 | 3 | 3 | 3 | 1 | 1 | 0 | 15 | 5720 | 8110 | 21 | 33.6 | 7 | 15 | 0
AMM-SU-2368 | SU | Monopole / greenfield | D-RAN | 3 | 3 | 0 | 3 | 3 | 3 | 1 | 1 | 0 | 15 | 5720 | 8110 | 21 | 33.6 | 7 | 15 | 0
AMM-SU-2369 | SU | Monopole / greenfield | D-RAN | 3 | 3 | 0 | 3 | 3 | 3 | 1 | 1 | 0 | 15 | 5720 | 8110 | 21 | 33.6 | 7 | 15 | 0
AMM-SU-2370 | SU | Monopole / greenfield | D-RAN | 3 | 3 | 0 | 3 | 3 | 3 | 1 | 1 | 0 | 15 | 5720 | 8110 | 21 | 33.6 | 7 | 15 | 0
AMM-SU-2371 | SU | Monopole / greenfield | D-RAN | 3 | 3 | 0 | 3 | 3 | 3 | 1 | 1 | 0 | 15 | 5720 | 8110 | 21 | 33.6 | 7 | 15 | 0
AMM-SU-2372 | SU | Rooftop | D-RAN | 3 | 3 | 0 | 3 | 3 | 3 | 1 | 1 | 0 | 15 | 5720 | 8110 | 21 | 33.6 | 7 | 15 | 0
AMM-SU-2373 | SU | Rooftop | D-RAN | 3 | 3 | 0 | 3 | 3 | 3 | 1 | 1 | 0 | 15 | 5720 | 8110 | 21 | 33.6 | 7 | 15 | 0
AMM-SU-2374 | SU | Rooftop | D-RAN | 3 | 3 | 0 | 3 | 3 | 3 | 1 | 1 | 0 | 15 | 5720 | 8110 | 21 | 33.6 | 7 | 15 | 0
AMM-SU-2375 | SU | Rooftop | D-RAN | 3 | 3 | 0 | 3 | 3 | 3 | 1 | 1 | 0 | 15 | 5720 | 8110 | 21 | 33.6 | 7 | 15 | 0
AMM-SU-2376 | SU | Rooftop | D-RAN | 3 | 3 | 0 | 3 | 3 | 3 | 1 | 1 | 0 | 15 | 5720 | 8110 | 21 | 33.6 | 7 | 15 | 0
AMM-SU-2377 | SU | Rooftop | D-RAN | 3 | 3 | 0 | 3 | 3 | 3 | 1 | 1 | 0 | 15 | 5720 | 8110 | 21 | 33.6 | 7 | 15 | 0
AMM-SU-2378 | SU | Monopole / greenfield | D-RAN | 3 | 3 | 0 | 3 | 3 | 3 | 1 | 1 | 0 | 15 | 5720 | 8110 | 21 | 33.6 | 7 | 15 | 0
AMM-SU-2379 | SU | Monopole / greenfield | D-RAN | 3 | 3 | 0 | 3 | 3 | 3 | 1 | 1 | 0 | 15 | 5720 | 8110 | 21 | 33.6 | 7 | 15 | 0
AZR-SU-0001 | SU | Monopole / greenfield | D-RAN | 3 | 3 | 0 | 3 | 3 | 3 | 1 | 1 | 0 | 15 | 5720 | 8110 | 21 | 33.6 | 7 | 15 | 0
AZR-SU-0002 | SU | Monopole / greenfield | D-RAN | 3 | 3 | 0 | 3 | 3 | 3 | 1 | 1 | 0 | 15 | 5720 | 8110 | 21 | 33.6 | 7 | 15 | 0
AZR-SU-0003 | SU | Monopole / greenfield | D-RAN | 3 | 3 | 0 | 3 | 3 | 3 | 1 | 1 | 0 | 15 | 5720 | 8110 | 21 | 33.6 | 7 | 15 | 0
AMM-SU-2380 | SU | Monopole / greenfield | D-RAN | 3 | 3 | 0 | 3 | 3 | 3 | 1 | 1 | 0 | 15 | 5720 | 8110 | 21 | 33.6 | 7 | 15 | 0
AMM-SU-2381 | SU | Monopole / greenfield | D-RAN | 3 | 3 | 0 | 3 | 3 | 3 | 1 | 1 | 0 | 15 | 5720 | 8110 | 21 | 33.6 | 7 | 15 | 0
AMM-SU-2382 | SU | Monopole / greenfield | D-RAN | 3 | 3 | 0 | 3 | 3 | 3 | 1 | 1 | 0 | 15 | 5720 | 8110 | 21 | 33.6 | 7 | 15 | 0
AMM-SU-2383 | SU | Monopole / greenfield | D-RAN | 3 | 3 | 0 | 3 | 3 | 3 | 1 | 1 | 0 | 15 | 5720 | 8110 | 21 | 33.6 | 7 | 15 | 0
AMM-SU-2384 | SU | Monopole / greenfield | D-RAN | 3 | 3 | 0 | 3 | 3 | 3 | 1 | 1 | 0 | 15 | 5720 | 8110 | 21 | 33.6 | 7 | 15 | 0
AMM-SU-2385 | SU | Monopole / greenfield | D-RAN | 3 | 3 | 0 | 3 | 3 | 3 | 1 | 1 | 0 | 15 | 5720 | 8110 | 21 | 33.6 | 7 | 15 | 0
AMM-SU-2386 | SU | Monopole / greenfield | D-RAN | 3 | 3 | 0 | 3 | 3 | 3 | 1 | 1 | 0 | 15 | 5720 | 8110 | 21 | 33.6 | 7 | 15 | 0
AMM-SU-2387 | SU | Monopole / greenfield | D-RAN | 3 | 3 | 0 | 3 | 3 | 3 | 1 | 1 | 0 | 15 | 5720 | 8110 | 21 | 33.6 | 7 | 15 | 0
AMM-SU-2388 | SU | Monopole / greenfield | D-RAN | 3 | 3 | 0 | 3 | 3 | 3 | 1 | 1 | 0 | 15 | 5720 | 8110 | 21 | 33.6 | 7 | 15 | 0
AMM-SU-2389 | SU | Monopole / greenfield | D-RAN | 3 | 3 | 0 | 3 | 3 | 3 | 1 | 1 | 0 | 15 | 5720 | 8110 | 21 | 33.6 | 7 | 15 | 0
AMM-SU-2390 | SU | Monopole / greenfield | D-RAN | 3 | 3 | 0 | 3 | 3 | 3 | 1 | 1 | 0 | 15 | 5720 | 8110 | 21 | 33.6 | 7 | 15 | 0
AMM-SU-2391 | SU | Rooftop | D-RAN | 3 | 3 | 0 | 3 | 3 | 3 | 1 | 1 | 0 | 15 | 5720 | 8110 | 21 | 33.6 | 7 | 15 | 0
AMM-SU-2392 | SU | Monopole / greenfield | D-RAN | 3 | 3 | 0 | 3 | 3 | 3 | 1 | 1 | 0 | 15 | 5720 | 8110 | 21 | 33.6 | 7 | 15 | 0
AMM-SU-2393 | SU | Rooftop | D-RAN | 3 | 3 | 0 | 3 | 3 | 3 | 1 | 1 | 0 | 15 | 5720 | 8110 | 21 | 33.6 | 7 | 15 | 0
AMM-SU-2394 | SU | Rooftop | D-RAN | 3 | 3 | 0 | 3 | 3 | 3 | 1 | 1 | 0 | 15 | 5720 | 8110 | 21 | 33.6 | 7 | 15 | 0
AMM-SU-2395 | SU | Rooftop | D-RAN | 3 | 3 | 0 | 3 | 3 | 3 | 1 | 1 | 0 | 15 | 5720 | 8110 | 21 | 33.6 | 7 | 15 | 0
AMM-SU-2396 | SU | Rooftop | D-RAN | 3 | 3 | 0 | 3 | 3 | 3 | 1 | 1 | 0 | 15 | 5720 | 8110 | 21 | 33.6 | 7 | 15 | 0
AMM-SU-2397 | SU | Monopole / greenfield | D-RAN | 3 | 3 | 0 | 3 | 3 | 3 | 1 | 1 | 0 | 15 | 5720 | 8110 | 21 | 33.6 | 7 | 15 | 0
AMM-SU-2398 | SU | Monopole / greenfield | D-RAN | 3 | 3 | 0 | 3 | 3 | 3 | 1 | 1 | 0 | 15 | 5720 | 8110 | 21 | 33.6 | 7 | 15 | 0
AMM-SU-2399 | SU | Rooftop | D-RAN | 3 | 3 | 0 | 3 | 3 | 3 | 1 | 1 | 0 | 15 | 5720 | 8110 | 21 | 33.6 | 7 | 15 | 0
AMM-SU-2400 | SU | Monopole / greenfield | D-RAN | 3 | 3 | 0 | 3 | 3 | 3 | 1 | 1 | 0 | 15 | 5720 | 8110 | 21 | 33.6 | 7 | 15 | 0
AMM-SU-2401 | SU | Monopole / greenfield | D-RAN | 3 | 3 | 0 | 3 | 3 | 3 | 1 | 1 | 0 | 15 | 5720 | 8110 | 21 | 33.6 | 7 | 15 | 0
AMM-SU-2402 | SU | Rooftop | D-RAN | 3 | 3 | 0 | 3 | 3 | 3 | 1 | 1 | 0 | 15 | 5720 | 8110 | 21 | 33.6 | 7 | 15 | 0
AMM-SU-2403 | SU | Rooftop | D-RAN | 3 | 3 | 0 | 3 | 3 | 3 | 1 | 1 | 0 | 15 | 5720 | 8110 | 21 | 33.6 | 7 | 15 | 0
AMM-SU-2404 | SU | Rooftop | D-RAN | 3 | 3 | 0 | 3 | 3 | 3 | 1 | 1 | 0 | 15 | 5720 | 8110 | 21 | 33.6 | 7 | 15 | 0
AMM-SU-2405 | SU | Rooftop | D-RAN | 3 | 3 | 0 | 3 | 3 | 3 | 1 | 1 | 0 | 15 | 5720 | 8110 | 21 | 33.6 | 7 | 15 | 0
AMM-SU-2406 | SU | Rooftop | D-RAN | 3 | 3 | 0 | 3 | 3 | 3 | 1 | 1 | 0 | 15 | 5720 | 8110 | 21 | 33.6 | 7 | 15 | 0
AMM-SU-2407 | SU | Rooftop | D-RAN | 3 | 3 | 0 | 3 | 3 | 3 | 1 | 1 | 0 | 15 | 5720 | 8110 | 21 | 33.6 | 7 | 15 | 0
AMM-SU-2408 | SU | Rooftop | D-RAN | 3 | 3 | 0 | 3 | 3 | 3 | 1 | 1 | 0 | 15 | 5720 | 8110 | 21 | 33.6 | 7 | 15 | 0
AMM-SU-2409 | SU | Monopole / greenfield | D-RAN | 3 | 3 | 0 | 3 | 3 | 3 | 1 | 1 | 0 | 15 | 5720 | 8110 | 21 | 33.6 | 7 | 15 | 0
AMM-SU-2410 | SU | Monopole / greenfield | D-RAN | 3 | 3 | 0 | 3 | 3 | 3 | 1 | 1 | 0 | 15 | 5720 | 8110 | 21 | 33.6 | 7 | 15 | 0
AZR-SU-0004 | SU | Monopole / greenfield | D-RAN | 3 | 3 | 0 | 3 | 3 | 3 | 1 | 1 | 0 | 15 | 5720 | 8110 | 21 | 33.6 | 7 | 15 | 0
AZR-SU-0005 | SU | Monopole / greenfield | D-RAN | 3 | 3 | 0 | 3 | 3 | 3 | 1 | 1 | 0 | 15 | 5720 | 8110 | 21 | 33.6 | 7 | 15 | 0
AZR-SU-0006 | SU | Monopole / greenfield | D-RAN | 3 | 3 | 0 | 3 | 3 | 3 | 1 | 1 | 0 | 15 | 5720 | 8110 | 21 | 33.6 | 7 | 15 | 0
AMM-SU-2411 | SU | Rooftop | D-RAN | 3 | 3 | 0 | 3 | 3 | 3 | 1 | 1 | 0 | 15 | 5720 | 8110 | 21 | 33.6 | 7 | 15 | 0
AMM-SU-2412 | SU | Rooftop | D-RAN | 3 | 3 | 0 | 3 | 3 | 3 | 1 | 1 | 0 | 15 | 5720 | 8110 | 21 | 33.6 | 7 | 15 | 0
AMM-SU-2413 | SU | Monopole / greenfield | D-RAN | 3 | 3 | 0 | 3 | 3 | 3 | 1 | 1 | 0 | 15 | 5720 | 8110 | 21 | 33.6 | 7 | 15 | 0
AMM-SU-2414 | SU | Monopole / greenfield | D-RAN | 3 | 3 | 0 | 3 | 3 | 3 | 1 | 1 | 0 | 15 | 5720 | 8110 | 21 | 33.6 | 7 | 15 | 0
AMM-SU-2415 | SU | Monopole / greenfield | D-RAN | 3 | 3 | 0 | 3 | 3 | 3 | 1 | 1 | 0 | 15 | 5720 | 8110 | 21 | 33.6 | 7 | 15 | 0
AMM-SU-2416 | SU | Monopole / greenfield | D-RAN | 3 | 3 | 0 | 3 | 3 | 3 | 1 | 1 | 0 | 15 | 5720 | 8110 | 21 | 33.6 | 7 | 15 | 0
AMM-SU-2417 | SU | Monopole / greenfield | D-RAN | 3 | 3 | 0 | 3 | 3 | 3 | 1 | 1 | 0 | 15 | 5720 | 8110 | 21 | 33.6 | 7 | 15 | 0
AMM-SU-2418 | SU | Monopole / greenfield | D-RAN | 3 | 3 | 0 | 3 | 3 | 3 | 1 | 1 | 0 | 15 | 5720 | 8110 | 21 | 33.6 | 7 | 15 | 0
AMM-SU-2419 | SU | Monopole / greenfield | D-RAN | 3 | 3 | 0 | 3 | 3 | 3 | 1 | 1 | 0 | 15 | 5720 | 8110 | 21 | 33.6 | 7 | 15 | 0
AMM-SU-2420 | SU | Monopole / greenfield | D-RAN | 3 | 3 | 0 | 3 | 3 | 3 | 1 | 1 | 0 | 15 | 5720 | 8110 | 21 | 33.6 | 7 | 15 | 0
AMM-SU-2421 | SU | Rooftop | D-RAN | 3 | 3 | 0 | 3 | 3 | 3 | 1 | 1 | 0 | 15 | 5720 | 8110 | 21 | 33.6 | 7 | 15 | 0
AMM-SU-2422 | SU | Monopole / greenfield | D-RAN | 3 | 3 | 0 | 3 | 3 | 3 | 1 | 1 | 0 | 15 | 5720 | 8110 | 21 | 33.6 | 7 | 15 | 0
AMM-SU-2423 | SU | Monopole / greenfield | C-RAN | 3 | 3 | 0 | 3 | 3 | 3 | 0 | 0 | 1 | 15 | 5310 | 7540 | 18 | 28.8 | 6 | 15 | 0
AMM-SU-2424 | SU | Monopole / greenfield | C-RAN | 3 | 3 | 0 | 3 | 3 | 3 | 0 | 0 | 1 | 15 | 5310 | 7540 | 18 | 28.8 | 6 | 15 | 0
AMM-SU-2425 | SU | Rooftop | C-RAN | 3 | 3 | 0 | 3 | 3 | 3 | 0 | 0 | 1 | 15 | 5310 | 7540 | 18 | 28.8 | 6 | 15 | 0
AMM-SU-2426 | SU | Rooftop | C-RAN | 3 | 3 | 0 | 3 | 3 | 3 | 0 | 0 | 1 | 15 | 5310 | 7540 | 18 | 28.8 | 6 | 15 | 0
AMM-SU-2427 | SU | Rooftop | C-RAN | 3 | 3 | 0 | 3 | 3 | 3 | 0 | 0 | 1 | 15 | 5310 | 7540 | 18 | 28.8 | 6 | 15 | 0
AMM-SU-2428 | SU | Rooftop | C-RAN | 3 | 3 | 0 | 3 | 3 | 3 | 0 | 0 | 1 | 15 | 5310 | 7540 | 18 | 28.8 | 6 | 15 | 0
AMM-SU-2429 | SU | Monopole / greenfield | D-RAN | 3 | 3 | 0 | 3 | 3 | 3 | 1 | 1 | 0 | 15 | 5720 | 8110 | 21 | 33.6 | 7 | 15 | 0
AMM-SU-2430 | SU | Monopole / greenfield | D-RAN | 3 | 3 | 0 | 3 | 3 | 3 | 1 | 1 | 0 | 15 | 5720 | 8110 | 21 | 33.6 | 7 | 15 | 0
AMM-SU-2431 | SU | Rooftop | D-RAN | 3 | 3 | 0 | 3 | 3 | 3 | 1 | 1 | 0 | 15 | 5720 | 8110 | 21 | 33.6 | 7 | 15 | 0
AMM-SU-2432 | SU | Rooftop | D-RAN | 3 | 3 | 0 | 3 | 3 | 3 | 1 | 1 | 0 | 15 | 5720 | 8110 | 21 | 33.6 | 7 | 15 | 0
AMM-SU-2433 | SU | Rooftop | D-RAN | 3 | 3 | 0 | 3 | 3 | 3 | 1 | 1 | 0 | 15 | 5720 | 8110 | 21 | 33.6 | 7 | 15 | 0
AMM-SU-2434 | SU | Rooftop | D-RAN | 3 | 3 | 0 | 3 | 3 | 3 | 1 | 1 | 0 | 15 | 5720 | 8110 | 21 | 33.6 | 7 | 15 | 0
AMM-SU-2435 | SU | Rooftop | D-RAN | 3 | 3 | 0 | 3 | 3 | 3 | 1 | 1 | 0 | 15 | 5720 | 8110 | 21 | 33.6 | 7 | 15 | 0
AMM-SU-2436 | SU | Rooftop | D-RAN | 3 | 3 | 0 | 3 | 3 | 3 | 1 | 1 | 0 | 15 | 5720 | 8110 | 21 | 33.6 | 7 | 15 | 0
AMM-SU-2437 | SU | Rooftop | D-RAN | 3 | 3 | 0 | 3 | 3 | 3 | 1 | 1 | 0 | 15 | 5720 | 8110 | 21 | 33.6 | 7 | 15 | 0
AMM-SU-2438 | SU | Rooftop | D-RAN | 3 | 3 | 0 | 3 | 3 | 3 | 1 | 1 | 0 | 15 | 5720 | 8110 | 21 | 33.6 | 7 | 15 | 0
AMM-SU-2439 | SU | Rooftop | D-RAN | 3 | 3 | 0 | 3 | 3 | 3 | 1 | 1 | 0 | 15 | 5720 | 8110 | 21 | 33.6 | 7 | 15 | 0
AMM-SU-2440 | SU | Rooftop | D-RAN | 3 | 3 | 0 | 3 | 3 | 3 | 1 | 1 | 0 | 15 | 5720 | 8110 | 21 | 33.6 | 7 | 15 | 0
AMM-SU-2441 | SU | Monopole / greenfield | D-RAN | 3 | 3 | 0 | 3 | 3 | 3 | 1 | 1 | 0 | 15 | 5720 | 8110 | 21 | 33.6 | 7 | 15 | 0
AMM-SU-2442 | SU | Monopole / greenfield | D-RAN | 3 | 3 | 0 | 3 | 3 | 3 | 1 | 1 | 0 | 15 | 5720 | 8110 | 21 | 33.6 | 7 | 15 | 0
AZR-SU-0007 | SU | Monopole / greenfield | D-RAN | 3 | 3 | 0 | 3 | 3 | 3 | 1 | 1 | 0 | 15 | 5720 | 8110 | 21 | 33.6 | 7 | 15 | 0
AZR-SU-0008 | SU | Monopole / greenfield | D-RAN | 3 | 3 | 0 | 3 | 3 | 3 | 1 | 1 | 0 | 15 | 5720 | 8110 | 21 | 33.6 | 7 | 15 | 0
AZR-SU-0009 | SU | Monopole / greenfield | D-RAN | 3 | 3 | 0 | 3 | 3 | 3 | 1 | 1 | 0 | 15 | 5720 | 8110 | 21 | 33.6 | 7 | 15 | 0
AZR-SU-0010 | SU | Monopole / greenfield | D-RAN | 3 | 3 | 0 | 3 | 3 | 3 | 1 | 1 | 0 | 15 | 5720 | 8110 | 21 | 33.6 | 7 | 15 | 0
AMM-SU-2443 | SU | Monopole / greenfield | D-RAN | 3 | 3 | 0 | 3 | 3 | 3 | 1 | 1 | 0 | 15 | 5720 | 8110 | 21 | 33.6 | 7 | 15 | 0
AMM-SU-2444 | SU | Rooftop | D-RAN | 3 | 3 | 0 | 3 | 3 | 3 | 1 | 1 | 0 | 15 | 5720 | 8110 | 21 | 33.6 | 7 | 15 | 0
AMM-SU-2445 | SU | Rooftop | D-RAN | 3 | 3 | 0 | 3 | 3 | 3 | 1 | 1 | 0 | 15 | 5720 | 8110 | 21 | 33.6 | 7 | 15 | 0
AMM-SU-2446 | SU | Rooftop | D-RAN | 3 | 3 | 0 | 3 | 3 | 3 | 1 | 1 | 0 | 15 | 5720 | 8110 | 21 | 33.6 | 7 | 15 | 0
AMM-SU-2447 | SU | Monopole / greenfield | D-RAN | 3 | 3 | 0 | 3 | 3 | 3 | 1 | 1 | 0 | 15 | 5720 | 8110 | 21 | 33.6 | 7 | 15 | 0
AMM-SU-2448 | SU | Monopole / greenfield | D-RAN | 3 | 3 | 0 | 3 | 3 | 3 | 1 | 1 | 0 | 15 | 5720 | 8110 | 21 | 33.6 | 7 | 15 | 0
AMM-SU-2449 | SU | Monopole / greenfield | D-RAN | 3 | 3 | 0 | 3 | 3 | 3 | 1 | 1 | 0 | 15 | 5720 | 8110 | 21 | 33.6 | 7 | 15 | 0
AMM-SU-2450 | SU | Monopole / greenfield | D-RAN | 3 | 3 | 0 | 3 | 3 | 3 | 1 | 1 | 0 | 15 | 5720 | 8110 | 21 | 33.6 | 7 | 15 | 0
AMM-SU-2451 | SU | Monopole / greenfield | D-RAN | 3 | 3 | 0 | 3 | 3 | 3 | 1 | 1 | 0 | 15 | 5720 | 8110 | 21 | 33.6 | 7 | 15 | 0
AMM-SU-2452 | SU | Monopole / greenfield | D-RAN | 3 | 3 | 0 | 3 | 3 | 3 | 1 | 1 | 0 | 15 | 5720 | 8110 | 21 | 33.6 | 7 | 15 | 0
AMM-SU-2453 | SU | Rooftop | D-RAN | 3 | 3 | 0 | 3 | 3 | 3 | 1 | 1 | 0 | 15 | 5720 | 8110 | 21 | 33.6 | 7 | 15 | 0
AMM-SU-2454 | SU | Monopole / greenfield | D-RAN | 3 | 3 | 0 | 3 | 3 | 3 | 1 | 1 | 0 | 15 | 5720 | 8110 | 21 | 33.6 | 7 | 15 | 0
AMM-SU-2455 | SU | Monopole / greenfield | D-RAN | 3 | 3 | 0 | 3 | 3 | 3 | 1 | 1 | 0 | 15 | 5720 | 8110 | 21 | 33.6 | 7 | 15 | 0
AMM-SU-2456 | SU | Monopole / greenfield | C-RAN | 3 | 3 | 0 | 3 | 3 | 3 | 0 | 0 | 1 | 15 | 5310 | 7540 | 18 | 28.8 | 6 | 15 | 0
AMM-SU-2457 | SU | Monopole / greenfield | C-RAN | 3 | 3 | 0 | 3 | 3 | 3 | 0 | 0 | 1 | 15 | 5310 | 7540 | 18 | 28.8 | 6 | 15 | 0
AMM-SU-2458 | SU | Rooftop | C-RAN | 3 | 3 | 0 | 3 | 3 | 3 | 0 | 0 | 1 | 15 | 5310 | 7540 | 18 | 28.8 | 6 | 15 | 0
AMM-SU-2459 | SU | Rooftop | C-RAN | 3 | 3 | 0 | 3 | 3 | 3 | 0 | 0 | 1 | 15 | 5310 | 7540 | 18 | 28.8 | 6 | 15 | 0
AMM-SU-2460 | SU | Rooftop | C-RAN | 3 | 3 | 0 | 3 | 3 | 3 | 0 | 0 | 1 | 15 | 5310 | 7540 | 18 | 28.8 | 6 | 15 | 0
AMM-SU-2461 | SU | Rooftop | C-RAN | 3 | 3 | 0 | 3 | 3 | 3 | 0 | 0 | 1 | 15 | 5310 | 7540 | 18 | 28.8 | 6 | 15 | 0
AMM-SU-2462 | SU | Rooftop | D-RAN | 3 | 3 | 0 | 3 | 3 | 3 | 1 | 1 | 0 | 15 | 5720 | 8110 | 21 | 33.6 | 7 | 15 | 0
AMM-SU-2463 | SU | Rooftop | D-RAN | 3 | 3 | 0 | 3 | 3 | 3 | 1 | 1 | 0 | 15 | 5720 | 8110 | 21 | 33.6 | 7 | 15 | 0
AMM-SU-2464 | SU | Rooftop | D-RAN | 3 | 3 | 0 | 3 | 3 | 3 | 1 | 1 | 0 | 15 | 5720 | 8110 | 21 | 33.6 | 7 | 15 | 0
AMM-SU-2465 | SU | Rooftop | D-RAN | 3 | 3 | 0 | 3 | 3 | 3 | 1 | 1 | 0 | 15 | 5720 | 8110 | 21 | 33.6 | 7 | 15 | 0
AMM-SU-2466 | SU | Rooftop | D-RAN | 3 | 3 | 0 | 3 | 3 | 3 | 1 | 1 | 0 | 15 | 5720 | 8110 | 21 | 33.6 | 7 | 15 | 0
AMM-SU-2467 | SU | Rooftop | D-RAN | 3 | 3 | 0 | 3 | 3 | 3 | 1 | 1 | 0 | 15 | 5720 | 8110 | 21 | 33.6 | 7 | 15 | 0
AMM-SU-2468 | SU | Rooftop | D-RAN | 3 | 3 | 0 | 3 | 3 | 3 | 1 | 1 | 0 | 15 | 5720 | 8110 | 21 | 33.6 | 7 | 15 | 0
AMM-SU-2469 | SU | Rooftop | D-RAN | 3 | 3 | 0 | 3 | 3 | 3 | 1 | 1 | 0 | 15 | 5720 | 8110 | 21 | 33.6 | 7 | 15 | 0
AMM-SU-2470 | SU | Rooftop | D-RAN | 3 | 3 | 0 | 3 | 3 | 3 | 1 | 1 | 0 | 15 | 5720 | 8110 | 21 | 33.6 | 7 | 15 | 0
AMM-SU-2471 | SU | Rooftop | D-RAN | 3 | 3 | 0 | 3 | 3 | 3 | 1 | 1 | 0 | 15 | 5720 | 8110 | 21 | 33.6 | 7 | 15 | 0
AMM-SU-2472 | SU | Rooftop | D-RAN | 3 | 3 | 0 | 3 | 3 | 3 | 1 | 1 | 0 | 15 | 5720 | 8110 | 21 | 33.6 | 7 | 15 | 0
AMM-SU-2473 | SU | Monopole / greenfield | D-RAN | 3 | 3 | 0 | 3 | 3 | 3 | 1 | 1 | 0 | 15 | 5720 | 8110 | 21 | 33.6 | 7 | 15 | 0
AMM-SU-2474 | SU | Monopole / greenfield | D-RAN | 3 | 3 | 0 | 3 | 3 | 3 | 1 | 1 | 0 | 15 | 5720 | 8110 | 21 | 33.6 | 7 | 15 | 0
AMM-SU-2475 | SU | Monopole / greenfield | D-RAN | 3 | 3 | 0 | 3 | 3 | 3 | 1 | 1 | 0 | 15 | 5720 | 8110 | 21 | 33.6 | 7 | 15 | 0
AZR-SU-0011 | SU | Monopole / greenfield | D-RAN | 3 | 3 | 0 | 3 | 3 | 3 | 1 | 1 | 0 | 15 | 5720 | 8110 | 21 | 33.6 | 7 | 15 | 0
AZR-SU-0012 | SU | Monopole / greenfield | D-RAN | 3 | 3 | 0 | 3 | 3 | 3 | 1 | 1 | 0 | 15 | 5720 | 8110 | 21 | 33.6 | 7 | 15 | 0
AZR-SU-0013 | SU | Monopole / greenfield | D-RAN | 3 | 3 | 0 | 3 | 3 | 3 | 1 | 1 | 0 | 15 | 5720 | 8110 | 21 | 33.6 | 7 | 15 | 0
AZR-SU-0014 | SU | Monopole / greenfield | D-RAN | 3 | 3 | 0 | 3 | 3 | 3 | 1 | 1 | 0 | 15 | 5720 | 8110 | 21 | 33.6 | 7 | 15 | 0
AZR-SU-0015 | SU | Monopole / greenfield | D-RAN | 3 | 3 | 0 | 3 | 3 | 3 | 1 | 1 | 0 | 15 | 5720 | 8110 | 21 | 33.6 | 7 | 15 | 0
AZR-SU-0016 | SU | Monopole / greenfield | D-RAN | 3 | 3 | 0 | 3 | 3 | 3 | 1 | 1 | 0 | 15 | 5720 | 8110 | 21 | 33.6 | 7 | 15 | 0
AZR-SU-0017 | SU | Monopole / greenfield | D-RAN | 3 | 3 | 0 | 3 | 3 | 3 | 1 | 1 | 0 | 15 | 5720 | 8110 | 21 | 33.6 | 7 | 15 | 0
AMM-SU-2476 | SU | Monopole / greenfield | D-RAN | 3 | 3 | 0 | 3 | 3 | 3 | 1 | 1 | 0 | 15 | 5720 | 8110 | 21 | 33.6 | 7 | 15 | 0
AMM-SU-2477 | SU | Monopole / greenfield | D-RAN | 3 | 3 | 0 | 3 | 3 | 3 | 1 | 1 | 0 | 15 | 5720 | 8110 | 21 | 33.6 | 7 | 15 | 0
AMM-SU-2478 | SU | Rooftop | D-RAN | 3 | 3 | 0 | 3 | 3 | 3 | 1 | 1 | 0 | 15 | 5720 | 8110 | 21 | 33.6 | 7 | 15 | 0
AMM-SU-2479 | SU | Rooftop | D-RAN | 3 | 3 | 0 | 3 | 3 | 3 | 1 | 1 | 0 | 15 | 5720 | 8110 | 21 | 33.6 | 7 | 15 | 0
AMM-SU-2480 | SU | Monopole / greenfield | D-RAN | 3 | 3 | 0 | 3 | 3 | 3 | 1 | 1 | 0 | 15 | 5720 | 8110 | 21 | 33.6 | 7 | 15 | 0
AMM-SU-2481 | SU | Rooftop | D-RAN | 3 | 3 | 0 | 3 | 3 | 3 | 1 | 1 | 0 | 15 | 5720 | 8110 | 21 | 33.6 | 7 | 15 | 0
AMM-SU-2482 | SU | Rooftop | D-RAN | 3 | 3 | 0 | 3 | 3 | 3 | 1 | 1 | 0 | 15 | 5720 | 8110 | 21 | 33.6 | 7 | 15 | 0
AMM-SU-2483 | SU | Rooftop | D-RAN | 3 | 3 | 0 | 3 | 3 | 3 | 1 | 1 | 0 | 15 | 5720 | 8110 | 21 | 33.6 | 7 | 15 | 0
AMM-SU-2484 | SU | Rooftop | D-RAN | 3 | 3 | 0 | 3 | 3 | 3 | 1 | 1 | 0 | 15 | 5720 | 8110 | 21 | 33.6 | 7 | 15 | 0
AMM-SU-2485 | SU | Rooftop | D-RAN | 3 | 3 | 0 | 3 | 3 | 3 | 1 | 1 | 0 | 15 | 5720 | 8110 | 21 | 33.6 | 7 | 15 | 0
AMM-SU-2486 | SU | Monopole / greenfield | D-RAN | 3 | 3 | 0 | 3 | 3 | 3 | 1 | 1 | 0 | 15 | 5720 | 8110 | 21 | 33.6 | 7 | 15 | 0
AMM-SU-2487 | SU | Monopole / greenfield | D-RAN | 3 | 3 | 0 | 3 | 3 | 3 | 1 | 1 | 0 | 15 | 5720 | 8110 | 21 | 33.6 | 7 | 15 | 0
AMM-SU-2488 | SU | Rooftop | D-RAN | 3 | 3 | 0 | 3 | 3 | 3 | 1 | 1 | 0 | 15 | 5720 | 8110 | 21 | 33.6 | 7 | 15 | 0
AMM-SU-2489 | SU | Rooftop | C-RAN | 3 | 3 | 0 | 3 | 3 | 3 | 0 | 0 | 1 | 15 | 5310 | 7540 | 18 | 28.8 | 6 | 15 | 0
AMM-SU-2490 | SU | Monopole / greenfield | C-RAN | 3 | 3 | 0 | 3 | 3 | 3 | 0 | 0 | 1 | 15 | 5310 | 7540 | 18 | 28.8 | 6 | 15 | 0
AMM-SU-2491 | SU | Rooftop | C-RAN | 3 | 3 | 0 | 3 | 3 | 3 | 0 | 0 | 1 | 15 | 5310 | 7540 | 18 | 28.8 | 6 | 15 | 0
AMM-SU-2492 | SU | Rooftop | C-RAN | 3 | 3 | 0 | 3 | 3 | 3 | 0 | 0 | 1 | 15 | 5310 | 7540 | 18 | 28.8 | 6 | 15 | 0
AMM-SU-2493 | SU | Rooftop | C-RAN | 3 | 3 | 0 | 3 | 3 | 3 | 0 | 0 | 1 | 15 | 5310 | 7540 | 18 | 28.8 | 6 | 15 | 0
AMM-SU-2494 | SU | Rooftop | C-RAN | 3 | 3 | 0 | 3 | 3 | 3 | 0 | 0 | 1 | 15 | 5310 | 7540 | 18 | 28.8 | 6 | 15 | 0
AMM-SU-2495 | SU | Rooftop | C-RAN | 3 | 3 | 0 | 3 | 3 | 3 | 0 | 0 | 1 | 15 | 5310 | 7540 | 18 | 28.8 | 6 | 15 | 0
AMM-SU-2496 | SU | Rooftop | C-RAN | 3 | 3 | 0 | 3 | 3 | 3 | 0 | 0 | 1 | 15 | 5310 | 7540 | 18 | 28.8 | 6 | 15 | 0
AMM-SU-2497 | SU | Monopole / greenfield | D-RAN | 3 | 3 | 0 | 3 | 3 | 3 | 1 | 1 | 0 | 15 | 5720 | 8110 | 21 | 33.6 | 7 | 15 | 0
AMM-SU-2498 | SU | Rooftop | D-RAN | 3 | 3 | 0 | 3 | 3 | 3 | 1 | 1 | 0 | 15 | 5720 | 8110 | 21 | 33.6 | 7 | 15 | 0
AMM-SU-2499 | SU | Rooftop | D-RAN | 3 | 3 | 0 | 3 | 3 | 3 | 1 | 1 | 0 | 15 | 5720 | 8110 | 21 | 33.6 | 7 | 15 | 0
AMM-SU-2500 | SU | Rooftop | D-RAN | 3 | 3 | 0 | 3 | 3 | 3 | 1 | 1 | 0 | 15 | 5720 | 8110 | 21 | 33.6 | 7 | 15 | 0
AMM-SU-2501 | SU | Rooftop | D-RAN | 3 | 3 | 0 | 3 | 3 | 3 | 1 | 1 | 0 | 15 | 5720 | 8110 | 21 | 33.6 | 7 | 15 | 0
AMM-SU-2502 | SU | Rooftop | D-RAN | 3 | 3 | 0 | 3 | 3 | 3 | 1 | 1 | 0 | 15 | 5720 | 8110 | 21 | 33.6 | 7 | 15 | 0
AMM-SU-2503 | SU | Rooftop | D-RAN | 3 | 3 | 0 | 3 | 3 | 3 | 1 | 1 | 0 | 15 | 5720 | 8110 | 21 | 33.6 | 7 | 15 | 0
AMM-SU-2504 | SU | Rooftop | D-RAN | 3 | 3 | 0 | 3 | 3 | 3 | 1 | 1 | 0 | 15 | 5720 | 8110 | 21 | 33.6 | 7 | 15 | 0
AMM-SU-2505 | SU | Rooftop | D-RAN | 3 | 3 | 0 | 3 | 3 | 3 | 1 | 1 | 0 | 15 | 5720 | 8110 | 21 | 33.6 | 7 | 15 | 0
AMM-SU-2506 | SU | Monopole / greenfield | D-RAN | 3 | 3 | 0 | 3 | 3 | 3 | 1 | 1 | 0 | 15 | 5720 | 8110 | 21 | 33.6 | 7 | 15 | 0
AMM-SU-2507 | SU | Monopole / greenfield | D-RAN | 3 | 3 | 0 | 3 | 3 | 3 | 1 | 1 | 0 | 15 | 5720 | 8110 | 21 | 33.6 | 7 | 15 | 0
AMM-SU-2508 | SU | Monopole / greenfield | D-RAN | 3 | 3 | 0 | 3 | 3 | 3 | 1 | 1 | 0 | 15 | 5720 | 8110 | 21 | 33.6 | 7 | 15 | 0
AMM-SU-2509 | SU | Monopole / greenfield | D-RAN | 3 | 3 | 0 | 3 | 3 | 3 | 1 | 1 | 0 | 15 | 5720 | 8110 | 21 | 33.6 | 7 | 15 | 0
AZR-SU-0018 | SU | Monopole / greenfield | D-RAN | 3 | 3 | 0 | 3 | 3 | 3 | 1 | 1 | 0 | 15 | 5720 | 8110 | 21 | 33.6 | 7 | 15 | 0
AZR-SU-0019 | SU | Monopole / greenfield | D-RAN | 3 | 3 | 0 | 3 | 3 | 3 | 1 | 1 | 0 | 15 | 5720 | 8110 | 21 | 33.6 | 7 | 15 | 0
AZR-SU-0020 | SU | Monopole / greenfield | D-RAN | 3 | 3 | 0 | 3 | 3 | 3 | 1 | 1 | 0 | 15 | 5720 | 8110 | 21 | 33.6 | 7 | 15 | 0
AZR-SU-0021 | SU | Monopole / greenfield | D-RAN | 3 | 3 | 0 | 3 | 3 | 3 | 1 | 1 | 0 | 15 | 5720 | 8110 | 21 | 33.6 | 7 | 15 | 0
AZR-SU-0022 | SU | Monopole / greenfield | D-RAN | 3 | 3 | 0 | 3 | 3 | 3 | 1 | 1 | 0 | 15 | 5720 | 8110 | 21 | 33.6 | 7 | 15 | 0
AZR-SU-0023 | SU | Monopole / greenfield | D-RAN | 3 | 3 | 0 | 3 | 3 | 3 | 1 | 1 | 0 | 15 | 5720 | 8110 | 21 | 33.6 | 7 | 15 | 0
AZR-SU-0024 | SU | Monopole / greenfield | D-RAN | 3 | 3 | 0 | 3 | 3 | 3 | 1 | 1 | 0 | 15 | 5720 | 8110 | 21 | 33.6 | 7 | 15 | 0
SOU-SU-0001 | SU | Monopole / greenfield | D-RAN | 3 | 3 | 0 | 3 | 3 | 3 | 1 | 1 | 0 | 15 | 5720 | 8110 | 21 | 33.6 | 7 | 15 | 0
SOU-SU-0002 | SU | Monopole / greenfield | D-RAN | 3 | 3 | 0 | 3 | 3 | 3 | 1 | 1 | 0 | 15 | 5720 | 8110 | 21 | 33.6 | 7 | 15 | 0
SOU-SU-0003 | SU | Monopole / greenfield | D-RAN | 3 | 3 | 0 | 3 | 3 | 3 | 1 | 1 | 0 | 15 | 5720 | 8110 | 21 | 33.6 | 7 | 15 | 0
AMM-SU-2510 | SU | Monopole / greenfield | D-RAN | 3 | 3 | 0 | 3 | 3 | 3 | 1 | 1 | 0 | 15 | 5720 | 8110 | 21 | 33.6 | 7 | 15 | 0
AMM-SU-2511 | SU | Monopole / greenfield | D-RAN | 3 | 3 | 0 | 3 | 3 | 3 | 1 | 1 | 0 | 15 | 5720 | 8110 | 21 | 33.6 | 7 | 15 | 0
AMM-SU-2512 | SU | Monopole / greenfield | D-RAN | 3 | 3 | 0 | 3 | 3 | 3 | 1 | 1 | 0 | 15 | 5720 | 8110 | 21 | 33.6 | 7 | 15 | 0
AMM-SU-2513 | SU | Rooftop | D-RAN | 3 | 3 | 0 | 3 | 3 | 3 | 1 | 1 | 0 | 15 | 5720 | 8110 | 21 | 33.6 | 7 | 15 | 0
AMM-SU-2514 | SU | Rooftop | D-RAN | 3 | 3 | 0 | 3 | 3 | 3 | 1 | 1 | 0 | 15 | 5720 | 8110 | 21 | 33.6 | 7 | 15 | 0
AMM-SU-2515 | SU | Rooftop | D-RAN | 3 | 3 | 0 | 3 | 3 | 3 | 1 | 1 | 0 | 15 | 5720 | 8110 | 21 | 33.6 | 7 | 15 | 0
AMM-SU-2516 | SU | Rooftop | D-RAN | 3 | 3 | 0 | 3 | 3 | 3 | 1 | 1 | 0 | 15 | 5720 | 8110 | 21 | 33.6 | 7 | 15 | 0
AMM-SU-2517 | SU | Rooftop | D-RAN | 3 | 3 | 0 | 3 | 3 | 3 | 1 | 1 | 0 | 15 | 5720 | 8110 | 21 | 33.6 | 7 | 15 | 0
AMM-SU-2518 | SU | Rooftop | D-RAN | 3 | 3 | 0 | 3 | 3 | 3 | 1 | 1 | 0 | 15 | 5720 | 8110 | 21 | 33.6 | 7 | 15 | 0
AMM-SU-2519 | SU | Monopole / greenfield | D-RAN | 3 | 3 | 0 | 3 | 3 | 3 | 1 | 1 | 0 | 15 | 5720 | 8110 | 21 | 33.6 | 7 | 15 | 0
AMM-SU-2520 | SU | Rooftop | D-RAN | 3 | 3 | 0 | 3 | 3 | 3 | 1 | 1 | 0 | 15 | 5720 | 8110 | 21 | 33.6 | 7 | 15 | 0
AMM-SU-2521 | SU | Rooftop | D-RAN | 3 | 3 | 0 | 3 | 3 | 3 | 1 | 1 | 0 | 15 | 5720 | 8110 | 21 | 33.6 | 7 | 15 | 0
AMM-SU-2522 | SU | Rooftop | D-RAN | 3 | 3 | 0 | 3 | 3 | 3 | 1 | 1 | 0 | 15 | 5720 | 8110 | 21 | 33.6 | 7 | 15 | 0
AMM-SU-2523 | SU | Monopole / greenfield | C-RAN | 3 | 3 | 0 | 3 | 3 | 3 | 0 | 0 | 1 | 15 | 5310 | 7540 | 18 | 28.8 | 6 | 15 | 0
AMM-SU-2524 | SU | Rooftop | C-RAN | 3 | 3 | 0 | 3 | 3 | 3 | 0 | 0 | 1 | 15 | 5310 | 7540 | 18 | 28.8 | 6 | 15 | 0
AMM-SU-2525 | SU | Rooftop | C-RAN | 3 | 3 | 0 | 3 | 3 | 3 | 0 | 0 | 1 | 15 | 5310 | 7540 | 18 | 28.8 | 6 | 15 | 0
AMM-SU-2526 | SU | Rooftop | C-RAN | 3 | 3 | 0 | 3 | 3 | 3 | 0 | 0 | 1 | 15 | 5310 | 7540 | 18 | 28.8 | 6 | 15 | 0
AMM-SU-2527 | SU | Rooftop | C-RAN | 3 | 3 | 0 | 3 | 3 | 3 | 0 | 0 | 1 | 15 | 5310 | 7540 | 18 | 28.8 | 6 | 15 | 0
AMM-SU-2528 | SU | Rooftop | C-RAN | 3 | 3 | 0 | 3 | 3 | 3 | 0 | 0 | 1 | 15 | 5310 | 7540 | 18 | 28.8 | 6 | 15 | 0
AMM-SU-2529 | SU | Rooftop | C-RAN | 3 | 3 | 0 | 3 | 3 | 3 | 0 | 0 | 1 | 15 | 5310 | 7540 | 18 | 28.8 | 6 | 15 | 0
AMM-SU-2530 | SU | Rooftop | D-RAN | 3 | 3 | 0 | 3 | 3 | 3 | 1 | 1 | 0 | 15 | 5720 | 8110 | 21 | 33.6 | 7 | 15 | 0
AMM-SU-2531 | SU | Rooftop | D-RAN | 3 | 3 | 0 | 3 | 3 | 3 | 1 | 1 | 0 | 15 | 5720 | 8110 | 21 | 33.6 | 7 | 15 | 0
AMM-SU-2532 | SU | Rooftop | D-RAN | 3 | 3 | 0 | 3 | 3 | 3 | 1 | 1 | 0 | 15 | 5720 | 8110 | 21 | 33.6 | 7 | 15 | 0
AMM-SU-2533 | SU | Rooftop | D-RAN | 3 | 3 | 0 | 3 | 3 | 3 | 1 | 1 | 0 | 15 | 5720 | 8110 | 21 | 33.6 | 7 | 15 | 0
AMM-SU-2534 | SU | Rooftop | D-RAN | 3 | 3 | 0 | 3 | 3 | 3 | 1 | 1 | 0 | 15 | 5720 | 8110 | 21 | 33.6 | 7 | 15 | 0
AMM-SU-2535 | SU | Monopole / greenfield | D-RAN | 3 | 3 | 0 | 3 | 3 | 3 | 1 | 1 | 0 | 15 | 5720 | 8110 | 21 | 33.6 | 7 | 15 | 0
AMM-SU-2536 | SU | Monopole / greenfield | D-RAN | 3 | 3 | 0 | 3 | 3 | 3 | 1 | 1 | 0 | 15 | 5720 | 8110 | 21 | 33.6 | 7 | 15 | 0
AMM-SU-2537 | SU | Monopole / greenfield | D-RAN | 3 | 3 | 0 | 3 | 3 | 3 | 1 | 1 | 0 | 15 | 5720 | 8110 | 21 | 33.6 | 7 | 15 | 0
AMM-SU-2538 | SU | Monopole / greenfield | D-RAN | 3 | 3 | 0 | 3 | 3 | 3 | 1 | 1 | 0 | 15 | 5720 | 8110 | 21 | 33.6 | 7 | 15 | 0
AMM-SU-2539 | SU | Monopole / greenfield | D-RAN | 3 | 3 | 0 | 3 | 3 | 3 | 1 | 1 | 0 | 15 | 5720 | 8110 | 21 | 33.6 | 7 | 15 | 0
AMM-SU-2540 | SU | Monopole / greenfield | D-RAN | 3 | 3 | 0 | 3 | 3 | 3 | 1 | 1 | 0 | 15 | 5720 | 8110 | 21 | 33.6 | 7 | 15 | 0
AMM-SU-2541 | SU | Monopole / greenfield | D-RAN | 3 | 3 | 0 | 3 | 3 | 3 | 1 | 1 | 0 | 15 | 5720 | 8110 | 21 | 33.6 | 7 | 15 | 0
AZR-SU-0025 | SU | Monopole / greenfield | D-RAN | 3 | 3 | 0 | 3 | 3 | 3 | 1 | 1 | 0 | 15 | 5720 | 8110 | 21 | 33.6 | 7 | 15 | 0
AZR-SU-0026 | SU | Monopole / greenfield | D-RAN | 3 | 3 | 0 | 3 | 3 | 3 | 1 | 1 | 0 | 15 | 5720 | 8110 | 21 | 33.6 | 7 | 15 | 0
AZR-SU-0027 | SU | Monopole / greenfield | D-RAN | 3 | 3 | 0 | 3 | 3 | 3 | 1 | 1 | 0 | 15 | 5720 | 8110 | 21 | 33.6 | 7 | 15 | 0
AZR-SU-0028 | SU | Monopole / greenfield | D-RAN | 3 | 3 | 0 | 3 | 3 | 3 | 1 | 1 | 0 | 15 | 5720 | 8110 | 21 | 33.6 | 7 | 15 | 0
AZR-SU-0029 | SU | Monopole / greenfield | D-RAN | 3 | 3 | 0 | 3 | 3 | 3 | 1 | 1 | 0 | 15 | 5720 | 8110 | 21 | 33.6 | 7 | 15 | 0
SOU-SU-0004 | SU | Monopole / greenfield | D-RAN | 3 | 3 | 0 | 3 | 3 | 3 | 1 | 1 | 0 | 15 | 5720 | 8110 | 21 | 33.6 | 7 | 15 | 0
SOU-SU-0005 | SU | Monopole / greenfield | D-RAN | 3 | 3 | 0 | 3 | 3 | 3 | 1 | 1 | 0 | 15 | 5720 | 8110 | 21 | 33.6 | 7 | 15 | 0
SOU-SU-0006 | SU | Monopole / greenfield | D-RAN | 3 | 3 | 0 | 3 | 3 | 3 | 1 | 1 | 0 | 15 | 5720 | 8110 | 21 | 33.6 | 7 | 15 | 0
AMM-SU-2542 | SU | Monopole / greenfield | D-RAN | 3 | 3 | 0 | 3 | 3 | 3 | 1 | 1 | 0 | 15 | 5720 | 8110 | 21 | 33.6 | 7 | 15 | 0
AMM-SU-2543 | SU | Monopole / greenfield | D-RAN | 3 | 3 | 0 | 3 | 3 | 3 | 1 | 1 | 0 | 15 | 5720 | 8110 | 21 | 33.6 | 7 | 15 | 0
AMM-SU-2544 | SU | Monopole / greenfield | D-RAN | 3 | 3 | 0 | 3 | 3 | 3 | 1 | 1 | 0 | 15 | 5720 | 8110 | 21 | 33.6 | 7 | 15 | 0
AMM-SU-2545 | SU | Rooftop | D-RAN | 3 | 3 | 0 | 3 | 3 | 3 | 1 | 1 | 0 | 15 | 5720 | 8110 | 21 | 33.6 | 7 | 15 | 0
AMM-SU-2546 | SU | Rooftop | D-RAN | 3 | 3 | 0 | 3 | 3 | 3 | 1 | 1 | 0 | 15 | 5720 | 8110 | 21 | 33.6 | 7 | 15 | 0
AMM-SU-2547 | SU | Rooftop | D-RAN | 3 | 3 | 0 | 3 | 3 | 3 | 1 | 1 | 0 | 15 | 5720 | 8110 | 21 | 33.6 | 7 | 15 | 0
AMM-SU-2548 | SU | Rooftop | D-RAN | 3 | 3 | 0 | 3 | 3 | 3 | 1 | 1 | 0 | 15 | 5720 | 8110 | 21 | 33.6 | 7 | 15 | 0
AMM-SU-2549 | SU | Rooftop | D-RAN | 3 | 3 | 0 | 3 | 3 | 3 | 1 | 1 | 0 | 15 | 5720 | 8110 | 21 | 33.6 | 7 | 15 | 0
AMM-SU-2550 | SU | Rooftop | D-RAN | 3 | 3 | 0 | 3 | 3 | 3 | 1 | 1 | 0 | 15 | 5720 | 8110 | 21 | 33.6 | 7 | 15 | 0
AMM-SU-2551 | SU | Rooftop | D-RAN | 3 | 3 | 0 | 3 | 3 | 3 | 1 | 1 | 0 | 15 | 5720 | 8110 | 21 | 33.6 | 7 | 15 | 0
AMM-SU-2552 | SU | Rooftop | D-RAN | 3 | 3 | 0 | 3 | 3 | 3 | 1 | 1 | 0 | 15 | 5720 | 8110 | 21 | 33.6 | 7 | 15 | 0
AMM-SU-2553 | SU | Rooftop | D-RAN | 3 | 3 | 0 | 3 | 3 | 3 | 1 | 1 | 0 | 15 | 5720 | 8110 | 21 | 33.6 | 7 | 15 | 0
AMM-SU-2554 | SU | Rooftop | C-RAN | 3 | 3 | 0 | 3 | 3 | 3 | 0 | 0 | 1 | 15 | 5310 | 7540 | 18 | 28.8 | 6 | 15 | 0
AMM-SU-2555 | SU | Rooftop | C-RAN | 3 | 3 | 0 | 3 | 3 | 3 | 0 | 0 | 1 | 15 | 5310 | 7540 | 18 | 28.8 | 6 | 15 | 0
AMM-SU-2556 | SU | Rooftop | D-RAN | 3 | 3 | 0 | 3 | 3 | 3 | 1 | 1 | 0 | 15 | 5720 | 8110 | 21 | 33.6 | 7 | 15 | 0
AMM-SU-2557 | SU | Rooftop | C-RAN | 3 | 3 | 0 | 3 | 3 | 3 | 0 | 0 | 1 | 15 | 5310 | 7540 | 18 | 28.8 | 6 | 15 | 0
AMM-SU-2558 | SU | Rooftop | C-RAN | 3 | 3 | 0 | 3 | 3 | 3 | 0 | 0 | 1 | 15 | 5310 | 7540 | 18 | 28.8 | 6 | 15 | 0
AMM-SU-2559 | SU | Monopole / greenfield | D-RAN | 3 | 3 | 0 | 3 | 3 | 3 | 1 | 1 | 0 | 15 | 5720 | 8110 | 21 | 33.6 | 7 | 15 | 0
AMM-SU-2560 | SU | Monopole / greenfield | D-RAN | 3 | 3 | 0 | 3 | 3 | 3 | 1 | 1 | 0 | 15 | 5720 | 8110 | 21 | 33.6 | 7 | 15 | 0
AMM-SU-2561 | SU | Monopole / greenfield | D-RAN | 3 | 3 | 0 | 3 | 3 | 3 | 1 | 1 | 0 | 15 | 5720 | 8110 | 21 | 33.6 | 7 | 15 | 0
AMM-SU-2562 | SU | Monopole / greenfield | D-RAN | 3 | 3 | 0 | 3 | 3 | 3 | 1 | 1 | 0 | 15 | 5720 | 8110 | 21 | 33.6 | 7 | 15 | 0
AMM-SU-2563 | SU | Monopole / greenfield | D-RAN | 3 | 3 | 0 | 3 | 3 | 3 | 1 | 1 | 0 | 15 | 5720 | 8110 | 21 | 33.6 | 7 | 15 | 0
AMM-SU-2564 | SU | Monopole / greenfield | D-RAN | 3 | 3 | 0 | 3 | 3 | 3 | 1 | 1 | 0 | 15 | 5720 | 8110 | 21 | 33.6 | 7 | 15 | 0
AMM-SU-2565 | SU | Monopole / greenfield | D-RAN | 3 | 3 | 0 | 3 | 3 | 3 | 1 | 1 | 0 | 15 | 5720 | 8110 | 21 | 33.6 | 7 | 15 | 0
AMM-SU-2566 | SU | Monopole / greenfield | D-RAN | 3 | 3 | 0 | 3 | 3 | 3 | 1 | 1 | 0 | 15 | 5720 | 8110 | 21 | 33.6 | 7 | 15 | 0
AZR-SU-0030 | SU | Monopole / greenfield | D-RAN | 3 | 3 | 0 | 3 | 3 | 3 | 1 | 1 | 0 | 15 | 5720 | 8110 | 21 | 33.6 | 7 | 15 | 0
AZR-SU-0031 | SU | Monopole / greenfield | D-RAN | 3 | 3 | 0 | 3 | 3 | 3 | 1 | 1 | 0 | 15 | 5720 | 8110 | 21 | 33.6 | 7 | 15 | 0
AZR-SU-0032 | SU | Monopole / greenfield | D-RAN | 3 | 3 | 0 | 3 | 3 | 3 | 1 | 1 | 0 | 15 | 5720 | 8110 | 21 | 33.6 | 7 | 15 | 0
SOU-SU-0007 | SU | Monopole / greenfield | D-RAN | 3 | 3 | 0 | 3 | 3 | 3 | 1 | 1 | 0 | 15 | 5720 | 8110 | 21 | 33.6 | 7 | 15 | 0
SOU-SU-0008 | SU | Monopole / greenfield | D-RAN | 3 | 3 | 0 | 3 | 3 | 3 | 1 | 1 | 0 | 15 | 5720 | 8110 | 21 | 33.6 | 7 | 15 | 0
SOU-SU-0009 | SU | Monopole / greenfield | D-RAN | 3 | 3 | 0 | 3 | 3 | 3 | 1 | 1 | 0 | 15 | 5720 | 8110 | 21 | 33.6 | 7 | 15 | 0
SOU-SU-0010 | SU | Monopole / greenfield | D-RAN | 3 | 3 | 0 | 3 | 3 | 3 | 1 | 1 | 0 | 15 | 5720 | 8110 | 21 | 33.6 | 7 | 15 | 0
SOU-SU-0011 | SU | Monopole / greenfield | D-RAN | 3 | 3 | 0 | 3 | 3 | 3 | 1 | 1 | 0 | 15 | 5720 | 8110 | 21 | 33.6 | 7 | 15 | 0
AMM-SU-2567 | SU | Monopole / greenfield | D-RAN | 3 | 3 | 0 | 3 | 3 | 3 | 1 | 1 | 0 | 15 | 5720 | 8110 | 21 | 33.6 | 7 | 15 | 0
AMM-SU-2568 | SU | Monopole / greenfield | D-RAN | 3 | 3 | 0 | 3 | 3 | 3 | 1 | 1 | 0 | 15 | 5720 | 8110 | 21 | 33.6 | 7 | 15 | 0
AMM-SU-2569 | SU | Monopole / greenfield | D-RAN | 3 | 3 | 0 | 3 | 3 | 3 | 1 | 1 | 0 | 15 | 5720 | 8110 | 21 | 33.6 | 7 | 15 | 0
AMM-SU-2570 | SU | Monopole / greenfield | D-RAN | 3 | 3 | 0 | 3 | 3 | 3 | 1 | 1 | 0 | 15 | 5720 | 8110 | 21 | 33.6 | 7 | 15 | 0
AMM-SU-2571 | SU | Monopole / greenfield | D-RAN | 3 | 3 | 0 | 3 | 3 | 3 | 1 | 1 | 0 | 15 | 5720 | 8110 | 21 | 33.6 | 7 | 15 | 0
AMM-SU-2572 | SU | Rooftop | D-RAN | 3 | 3 | 0 | 3 | 3 | 3 | 1 | 1 | 0 | 15 | 5720 | 8110 | 21 | 33.6 | 7 | 15 | 0
AMM-SU-2573 | SU | Rooftop | D-RAN | 3 | 3 | 0 | 3 | 3 | 3 | 1 | 1 | 0 | 15 | 5720 | 8110 | 21 | 33.6 | 7 | 15 | 0
AMM-SU-2574 | SU | Rooftop | D-RAN | 3 | 3 | 0 | 3 | 3 | 3 | 1 | 1 | 0 | 15 | 5720 | 8110 | 21 | 33.6 | 7 | 15 | 0
AMM-SU-2575 | SU | Rooftop | C-RAN | 3 | 3 | 0 | 3 | 3 | 3 | 0 | 0 | 1 | 15 | 5310 | 7540 | 18 | 28.8 | 6 | 15 | 0
AMM-SU-2576 | SU | Rooftop | C-RAN | 3 | 3 | 0 | 3 | 3 | 3 | 0 | 0 | 1 | 15 | 5310 | 7540 | 18 | 28.8 | 6 | 15 | 0
AMM-SU-2577 | SU | Rooftop | C-RAN | 3 | 3 | 0 | 3 | 3 | 3 | 0 | 0 | 1 | 15 | 5310 | 7540 | 18 | 28.8 | 6 | 15 | 0
AMM-SU-2578 | SU | Rooftop | D-RAN | 3 | 3 | 0 | 3 | 3 | 3 | 1 | 1 | 0 | 15 | 5720 | 8110 | 21 | 33.6 | 7 | 15 | 0
AMM-SU-2579 | SU | Rooftop | D-RAN | 3 | 3 | 0 | 3 | 3 | 3 | 1 | 1 | 0 | 15 | 5720 | 8110 | 21 | 33.6 | 7 | 15 | 0
AMM-SU-2580 | SU | Rooftop | C-RAN | 3 | 3 | 0 | 3 | 3 | 3 | 0 | 0 | 1 | 15 | 5310 | 7540 | 18 | 28.8 | 6 | 15 | 0
AMM-SU-2581 | SU | Rooftop | C-RAN | 3 | 3 | 0 | 3 | 3 | 3 | 0 | 0 | 1 | 15 | 5310 | 7540 | 18 | 28.8 | 6 | 15 | 0
AMM-SU-2582 | SU | Rooftop | C-RAN | 3 | 3 | 0 | 3 | 3 | 3 | 0 | 0 | 1 | 15 | 5310 | 7540 | 18 | 28.8 | 6 | 15 | 0
AMM-SU-2583 | SU | Rooftop | C-RAN | 3 | 3 | 0 | 3 | 3 | 3 | 0 | 0 | 1 | 15 | 5310 | 7540 | 18 | 28.8 | 6 | 15 | 0
AMM-SU-2584 | SU | Rooftop | D-RAN | 3 | 3 | 0 | 3 | 3 | 3 | 1 | 1 | 0 | 15 | 5720 | 8110 | 21 | 33.6 | 7 | 15 | 0
AMM-SU-2585 | SU | Monopole / greenfield | D-RAN | 3 | 3 | 0 | 3 | 3 | 3 | 1 | 1 | 0 | 15 | 5720 | 8110 | 21 | 33.6 | 7 | 15 | 0
AMM-SU-2586 | SU | Monopole / greenfield | D-RAN | 3 | 3 | 0 | 3 | 3 | 3 | 1 | 1 | 0 | 15 | 5720 | 8110 | 21 | 33.6 | 7 | 15 | 0
AMM-SU-2587 | SU | Monopole / greenfield | D-RAN | 3 | 3 | 0 | 3 | 3 | 3 | 1 | 1 | 0 | 15 | 5720 | 8110 | 21 | 33.6 | 7 | 15 | 0
AMM-SU-2588 | SU | Monopole / greenfield | D-RAN | 3 | 3 | 0 | 3 | 3 | 3 | 1 | 1 | 0 | 15 | 5720 | 8110 | 21 | 33.6 | 7 | 15 | 0
AMM-SU-2589 | SU | Monopole / greenfield | D-RAN | 3 | 3 | 0 | 3 | 3 | 3 | 1 | 1 | 0 | 15 | 5720 | 8110 | 21 | 33.6 | 7 | 15 | 0
AMM-SU-2590 | SU | Monopole / greenfield | D-RAN | 3 | 3 | 0 | 3 | 3 | 3 | 1 | 1 | 0 | 15 | 5720 | 8110 | 21 | 33.6 | 7 | 15 | 0
AMM-SU-2591 | SU | Monopole / greenfield | D-RAN | 3 | 3 | 0 | 3 | 3 | 3 | 1 | 1 | 0 | 15 | 5720 | 8110 | 21 | 33.6 | 7 | 15 | 0
SOU-SU-0012 | SU | Monopole / greenfield | D-RAN | 3 | 3 | 0 | 3 | 3 | 3 | 1 | 1 | 0 | 15 | 5720 | 8110 | 21 | 33.6 | 7 | 15 | 0
SOU-SU-0013 | SU | Monopole / greenfield | D-RAN | 3 | 3 | 0 | 3 | 3 | 3 | 1 | 1 | 0 | 15 | 5720 | 8110 | 21 | 33.6 | 7 | 15 | 0
SOU-SU-0014 | SU | Monopole / greenfield | D-RAN | 3 | 3 | 0 | 3 | 3 | 3 | 1 | 1 | 0 | 15 | 5720 | 8110 | 21 | 33.6 | 7 | 15 | 0
SOU-SU-0015 | SU | Monopole / greenfield | D-RAN | 3 | 3 | 0 | 3 | 3 | 3 | 1 | 1 | 0 | 15 | 5720 | 8110 | 21 | 33.6 | 7 | 15 | 0
SOU-SU-0016 | SU | Monopole / greenfield | D-RAN | 3 | 3 | 0 | 3 | 3 | 3 | 1 | 1 | 0 | 15 | 5720 | 8110 | 21 | 33.6 | 7 | 15 | 0
AMM-SU-2592 | SU | Monopole / greenfield | D-RAN | 3 | 3 | 0 | 3 | 3 | 3 | 1 | 1 | 0 | 15 | 5720 | 8110 | 21 | 33.6 | 7 | 15 | 0
AMM-SU-2593 | SU | Monopole / greenfield | D-RAN | 3 | 3 | 0 | 3 | 3 | 3 | 1 | 1 | 0 | 15 | 5720 | 8110 | 21 | 33.6 | 7 | 15 | 0
AMM-SU-2594 | SU | Monopole / greenfield | D-RAN | 3 | 3 | 0 | 3 | 3 | 3 | 1 | 1 | 0 | 15 | 5720 | 8110 | 21 | 33.6 | 7 | 15 | 0
AMM-SU-2595 | SU | Monopole / greenfield | D-RAN | 3 | 3 | 0 | 3 | 3 | 3 | 1 | 1 | 0 | 15 | 5720 | 8110 | 21 | 33.6 | 7 | 15 | 0
AMM-SU-2596 | SU | Monopole / greenfield | D-RAN | 3 | 3 | 0 | 3 | 3 | 3 | 1 | 1 | 0 | 15 | 5720 | 8110 | 21 | 33.6 | 7 | 15 | 0
AMM-SU-2597 | SU | Monopole / greenfield | D-RAN | 3 | 3 | 0 | 3 | 3 | 3 | 1 | 1 | 0 | 15 | 5720 | 8110 | 21 | 33.6 | 7 | 15 | 0
AMM-SU-2598 | SU | Rooftop | D-RAN | 3 | 3 | 0 | 3 | 3 | 3 | 1 | 1 | 0 | 15 | 5720 | 8110 | 21 | 33.6 | 7 | 15 | 0
AMM-SU-2599 | SU | Rooftop | C-RAN | 3 | 3 | 0 | 3 | 3 | 3 | 0 | 0 | 1 | 15 | 5310 | 7540 | 18 | 28.8 | 6 | 15 | 0
AMM-SU-2600 | SU | Rooftop | C-RAN | 3 | 3 | 0 | 3 | 3 | 3 | 0 | 0 | 1 | 15 | 5310 | 7540 | 18 | 28.8 | 6 | 15 | 0
AMM-SU-2601 | SU | Rooftop | C-RAN | 3 | 3 | 0 | 3 | 3 | 3 | 0 | 0 | 1 | 15 | 5310 | 7540 | 18 | 28.8 | 6 | 15 | 0
AMM-SU-2602 | SU | Rooftop | C-RAN | 3 | 3 | 0 | 3 | 3 | 3 | 0 | 0 | 1 | 15 | 5310 | 7540 | 18 | 28.8 | 6 | 15 | 0
AMM-SU-2603 | SU | Rooftop | C-RAN | 3 | 3 | 0 | 3 | 3 | 3 | 0 | 0 | 1 | 15 | 5310 | 7540 | 18 | 28.8 | 6 | 15 | 0
AMM-SU-2604 | SU | Rooftop | C-RAN | 3 | 3 | 0 | 3 | 3 | 3 | 0 | 0 | 1 | 15 | 5310 | 7540 | 18 | 28.8 | 6 | 15 | 0
AMM-SU-2605 | SU | Monopole / greenfield | C-RAN | 3 | 3 | 0 | 3 | 3 | 3 | 0 | 0 | 1 | 15 | 5310 | 7540 | 18 | 28.8 | 6 | 15 | 0
AMM-SU-2606 | SU | Rooftop | C-RAN | 3 | 3 | 0 | 3 | 3 | 3 | 0 | 0 | 1 | 15 | 5310 | 7540 | 18 | 28.8 | 6 | 15 | 0
AMM-SU-2607 | SU | Monopole / greenfield | D-RAN | 3 | 3 | 0 | 3 | 3 | 3 | 1 | 1 | 0 | 15 | 5720 | 8110 | 21 | 33.6 | 7 | 15 | 0
AMM-SU-2608 | SU | Monopole / greenfield | D-RAN | 3 | 3 | 0 | 3 | 3 | 3 | 1 | 1 | 0 | 15 | 5720 | 8110 | 21 | 33.6 | 7 | 15 | 0
AMM-SU-2609 | SU | Monopole / greenfield | D-RAN | 3 | 3 | 0 | 3 | 3 | 3 | 1 | 1 | 0 | 15 | 5720 | 8110 | 21 | 33.6 | 7 | 15 | 0
AMM-SU-2610 | SU | Monopole / greenfield | D-RAN | 3 | 3 | 0 | 3 | 3 | 3 | 1 | 1 | 0 | 15 | 5720 | 8110 | 21 | 33.6 | 7 | 15 | 0
AMM-SU-2611 | SU | Monopole / greenfield | D-RAN | 3 | 3 | 0 | 3 | 3 | 3 | 1 | 1 | 0 | 15 | 5720 | 8110 | 21 | 33.6 | 7 | 15 | 0
AMM-SU-2612 | SU | Monopole / greenfield | D-RAN | 3 | 3 | 0 | 3 | 3 | 3 | 1 | 1 | 0 | 15 | 5720 | 8110 | 21 | 33.6 | 7 | 15 | 0
AMM-SU-2613 | SU | Monopole / greenfield | D-RAN | 3 | 3 | 0 | 3 | 3 | 3 | 1 | 1 | 0 | 15 | 5720 | 8110 | 21 | 33.6 | 7 | 15 | 0
AMM-SU-2614 | SU | Monopole / greenfield | D-RAN | 3 | 3 | 0 | 3 | 3 | 3 | 1 | 1 | 0 | 15 | 5720 | 8110 | 21 | 33.6 | 7 | 15 | 0
SOU-SU-0017 | SU | Monopole / greenfield | D-RAN | 3 | 3 | 0 | 3 | 3 | 3 | 1 | 1 | 0 | 15 | 5720 | 8110 | 21 | 33.6 | 7 | 15 | 0
SOU-SU-0018 | SU | Monopole / greenfield | D-RAN | 3 | 3 | 0 | 3 | 3 | 3 | 1 | 1 | 0 | 15 | 5720 | 8110 | 21 | 33.6 | 7 | 15 | 0
SOU-SU-0019 | SU | Monopole / greenfield | D-RAN | 3 | 3 | 0 | 3 | 3 | 3 | 1 | 1 | 0 | 15 | 5720 | 8110 | 21 | 33.6 | 7 | 15 | 0
SOU-SU-0020 | SU | Monopole / greenfield | D-RAN | 3 | 3 | 0 | 3 | 3 | 3 | 1 | 1 | 0 | 15 | 5720 | 8110 | 21 | 33.6 | 7 | 15 | 0
SOU-SU-0021 | SU | Monopole / greenfield | D-RAN | 3 | 3 | 0 | 3 | 3 | 3 | 1 | 1 | 0 | 15 | 5720 | 8110 | 21 | 33.6 | 7 | 15 | 0
AMM-SU-2615 | SU | Monopole / greenfield | D-RAN | 3 | 3 | 0 | 3 | 3 | 3 | 1 | 1 | 0 | 15 | 5720 | 8110 | 21 | 33.6 | 7 | 15 | 0
AMM-SU-2616 | SU | Monopole / greenfield | D-RAN | 3 | 3 | 0 | 3 | 3 | 3 | 1 | 1 | 0 | 15 | 5720 | 8110 | 21 | 33.6 | 7 | 15 | 0
AMM-SU-2617 | SU | Monopole / greenfield | D-RAN | 3 | 3 | 0 | 3 | 3 | 3 | 1 | 1 | 0 | 15 | 5720 | 8110 | 21 | 33.6 | 7 | 15 | 0
AMM-SU-2618 | SU | Monopole / greenfield | D-RAN | 3 | 3 | 0 | 3 | 3 | 3 | 1 | 1 | 0 | 15 | 5720 | 8110 | 21 | 33.6 | 7 | 15 | 0
AMM-SU-2619 | SU | Monopole / greenfield | D-RAN | 3 | 3 | 0 | 3 | 3 | 3 | 1 | 1 | 0 | 15 | 5720 | 8110 | 21 | 33.6 | 7 | 15 | 0
AMM-SU-2620 | SU | Monopole / greenfield | D-RAN | 3 | 3 | 0 | 3 | 3 | 3 | 1 | 1 | 0 | 15 | 5720 | 8110 | 21 | 33.6 | 7 | 15 | 0
AMM-SU-2621 | SU | Monopole / greenfield | D-RAN | 3 | 3 | 0 | 3 | 3 | 3 | 1 | 1 | 0 | 15 | 5720 | 8110 | 21 | 33.6 | 7 | 15 | 0
AMM-SU-2622 | SU | Monopole / greenfield | D-RAN | 3 | 3 | 0 | 3 | 3 | 3 | 1 | 1 | 0 | 15 | 5720 | 8110 | 21 | 33.6 | 7 | 15 | 0
AMM-SU-2623 | SU | Monopole / greenfield | C-RAN | 3 | 3 | 0 | 3 | 3 | 3 | 0 | 0 | 1 | 15 | 5310 | 7540 | 18 | 28.8 | 6 | 15 | 0
AMM-SU-2624 | SU | Rooftop | C-RAN | 3 | 3 | 0 | 3 | 3 | 3 | 0 | 0 | 1 | 15 | 5310 | 7540 | 18 | 28.8 | 6 | 15 | 0
AMM-SU-2625 | SU | Rooftop | C-RAN | 3 | 3 | 0 | 3 | 3 | 3 | 0 | 0 | 1 | 15 | 5310 | 7540 | 18 | 28.8 | 6 | 15 | 0
AMM-SU-2626 | SU | Rooftop | C-RAN | 3 | 3 | 0 | 3 | 3 | 3 | 0 | 0 | 1 | 15 | 5310 | 7540 | 18 | 28.8 | 6 | 15 | 0
AMM-SU-2627 | SU | Rooftop | C-RAN | 3 | 3 | 0 | 3 | 3 | 3 | 0 | 0 | 1 | 15 | 5310 | 7540 | 18 | 28.8 | 6 | 15 | 0
AMM-SU-2628 | SU | Rooftop | C-RAN | 3 | 3 | 0 | 3 | 3 | 3 | 0 | 0 | 1 | 15 | 5310 | 7540 | 18 | 28.8 | 6 | 15 | 0
AMM-SU-2629 | SU | Rooftop | C-RAN | 3 | 3 | 0 | 3 | 3 | 3 | 0 | 0 | 1 | 15 | 5310 | 7540 | 18 | 28.8 | 6 | 15 | 0
AMM-SU-2630 | SU | Monopole / greenfield | C-RAN | 3 | 3 | 0 | 3 | 3 | 3 | 0 | 0 | 1 | 15 | 5310 | 7540 | 18 | 28.8 | 6 | 15 | 0
AMM-SU-2631 | SU | Monopole / greenfield | C-RAN | 3 | 3 | 0 | 3 | 3 | 3 | 0 | 0 | 1 | 15 | 5310 | 7540 | 18 | 28.8 | 6 | 15 | 0
AMM-SU-2632 | SU | Monopole / greenfield | D-RAN | 3 | 3 | 0 | 3 | 3 | 3 | 1 | 1 | 0 | 15 | 5720 | 8110 | 21 | 33.6 | 7 | 15 | 0
AMM-SU-2633 | SU | Monopole / greenfield | D-RAN | 3 | 3 | 0 | 3 | 3 | 3 | 1 | 1 | 0 | 15 | 5720 | 8110 | 21 | 33.6 | 7 | 15 | 0
AMM-SU-2634 | SU | Monopole / greenfield | D-RAN | 3 | 3 | 0 | 3 | 3 | 3 | 1 | 1 | 0 | 15 | 5720 | 8110 | 21 | 33.6 | 7 | 15 | 0
AMM-SU-2635 | SU | Monopole / greenfield | D-RAN | 3 | 3 | 0 | 3 | 3 | 3 | 1 | 1 | 0 | 15 | 5720 | 8110 | 21 | 33.6 | 7 | 15 | 0
AMM-SU-2636 | SU | Monopole / greenfield | D-RAN | 3 | 3 | 0 | 3 | 3 | 3 | 1 | 1 | 0 | 15 | 5720 | 8110 | 21 | 33.6 | 7 | 15 | 0
AMM-SU-2637 | SU | Monopole / greenfield | D-RAN | 3 | 3 | 0 | 3 | 3 | 3 | 1 | 1 | 0 | 15 | 5720 | 8110 | 21 | 33.6 | 7 | 15 | 0
AMM-SU-2638 | SU | Monopole / greenfield | D-RAN | 3 | 3 | 0 | 3 | 3 | 3 | 1 | 1 | 0 | 15 | 5720 | 8110 | 21 | 33.6 | 7 | 15 | 0
SOU-SU-0022 | SU | Monopole / greenfield | D-RAN | 3 | 3 | 0 | 3 | 3 | 3 | 1 | 1 | 0 | 15 | 5720 | 8110 | 21 | 33.6 | 7 | 15 | 0
SOU-SU-0023 | SU | Monopole / greenfield | D-RAN | 3 | 3 | 0 | 3 | 3 | 3 | 1 | 1 | 0 | 15 | 5720 | 8110 | 21 | 33.6 | 7 | 15 | 0
AMM-SU-2639 | SU | Monopole / greenfield | D-RAN | 3 | 3 | 0 | 3 | 3 | 3 | 1 | 1 | 0 | 15 | 5720 | 8110 | 21 | 33.6 | 7 | 15 | 0
AMM-SU-2640 | SU | Monopole / greenfield | D-RAN | 3 | 3 | 0 | 3 | 3 | 3 | 1 | 1 | 0 | 15 | 5720 | 8110 | 21 | 33.6 | 7 | 15 | 0
AMM-SU-2641 | SU | Monopole / greenfield | D-RAN | 3 | 3 | 0 | 3 | 3 | 3 | 1 | 1 | 0 | 15 | 5720 | 8110 | 21 | 33.6 | 7 | 15 | 0
AMM-SU-2642 | SU | Monopole / greenfield | D-RAN | 3 | 3 | 0 | 3 | 3 | 3 | 1 | 1 | 0 | 15 | 5720 | 8110 | 21 | 33.6 | 7 | 15 | 0
AMM-SU-2643 | SU | Monopole / greenfield | D-RAN | 3 | 3 | 0 | 3 | 3 | 3 | 1 | 1 | 0 | 15 | 5720 | 8110 | 21 | 33.6 | 7 | 15 | 0
AMM-SU-2644 | SU | Monopole / greenfield | D-RAN | 3 | 3 | 0 | 3 | 3 | 3 | 1 | 1 | 0 | 15 | 5720 | 8110 | 21 | 33.6 | 7 | 15 | 0
AMM-SU-2645 | SU | Monopole / greenfield | D-RAN | 3 | 3 | 0 | 3 | 3 | 3 | 1 | 1 | 0 | 15 | 5720 | 8110 | 21 | 33.6 | 7 | 15 | 0
AMM-SU-2646 | SU | Monopole / greenfield | D-RAN | 3 | 3 | 0 | 3 | 3 | 3 | 1 | 1 | 0 | 15 | 5720 | 8110 | 21 | 33.6 | 7 | 15 | 0
AMM-SU-2647 | SU | Monopole / greenfield | C-RAN | 3 | 3 | 0 | 3 | 3 | 3 | 0 | 0 | 1 | 15 | 5310 | 7540 | 18 | 28.8 | 6 | 15 | 0
AMM-SU-2648 | SU | Monopole / greenfield | C-RAN | 3 | 3 | 0 | 3 | 3 | 3 | 0 | 0 | 1 | 15 | 5310 | 7540 | 18 | 28.8 | 6 | 15 | 0
AMM-SU-2649 | SU | Rooftop | C-RAN | 3 | 3 | 0 | 3 | 3 | 3 | 0 | 0 | 1 | 15 | 5310 | 7540 | 18 | 28.8 | 6 | 15 | 0
AMM-SU-2650 | SU | Rooftop | C-RAN | 3 | 3 | 0 | 3 | 3 | 3 | 0 | 0 | 1 | 15 | 5310 | 7540 | 18 | 28.8 | 6 | 15 | 0
AMM-SU-2651 | SU | Rooftop | C-RAN | 3 | 3 | 0 | 3 | 3 | 3 | 0 | 0 | 1 | 15 | 5310 | 7540 | 18 | 28.8 | 6 | 15 | 0
AMM-SU-2652 | SU | Rooftop | C-RAN | 3 | 3 | 0 | 3 | 3 | 3 | 0 | 0 | 1 | 15 | 5310 | 7540 | 18 | 28.8 | 6 | 15 | 0
AMM-SU-2653 | SU | Monopole / greenfield | D-RAN | 3 | 3 | 0 | 3 | 3 | 3 | 1 | 1 | 0 | 15 | 5720 | 8110 | 21 | 33.6 | 7 | 15 | 0
AMM-SU-2654 | SU | Monopole / greenfield | D-RAN | 3 | 3 | 0 | 3 | 3 | 3 | 1 | 1 | 0 | 15 | 5720 | 8110 | 21 | 33.6 | 7 | 15 | 0
AMM-SU-2655 | SU | Monopole / greenfield | D-RAN | 3 | 3 | 0 | 3 | 3 | 3 | 1 | 1 | 0 | 15 | 5720 | 8110 | 21 | 33.6 | 7 | 15 | 0
AMM-SU-2656 | SU | Monopole / greenfield | D-RAN | 3 | 3 | 0 | 3 | 3 | 3 | 1 | 1 | 0 | 15 | 5720 | 8110 | 21 | 33.6 | 7 | 15 | 0
AMM-SU-2657 | SU | Monopole / greenfield | D-RAN | 3 | 3 | 0 | 3 | 3 | 3 | 1 | 1 | 0 | 15 | 5720 | 8110 | 21 | 33.6 | 7 | 15 | 0
AMM-SU-2658 | SU | Monopole / greenfield | D-RAN | 3 | 3 | 0 | 3 | 3 | 3 | 1 | 1 | 0 | 15 | 5720 | 8110 | 21 | 33.6 | 7 | 15 | 0
AMM-SU-2659 | SU | Monopole / greenfield | D-RAN | 3 | 3 | 0 | 3 | 3 | 3 | 1 | 1 | 0 | 15 | 5720 | 8110 | 21 | 33.6 | 7 | 15 | 0
AMM-SU-2660 | SU | Monopole / greenfield | D-RAN | 3 | 3 | 0 | 3 | 3 | 3 | 1 | 1 | 0 | 15 | 5720 | 8110 | 21 | 33.6 | 7 | 15 | 0
AMM-SU-2661 | SU | Monopole / greenfield | D-RAN | 3 | 3 | 0 | 3 | 3 | 3 | 1 | 1 | 0 | 15 | 5720 | 8110 | 21 | 33.6 | 7 | 15 | 0
AMM-SU-2662 | SU | Monopole / greenfield | D-RAN | 3 | 3 | 0 | 3 | 3 | 3 | 1 | 1 | 0 | 15 | 5720 | 8110 | 21 | 33.6 | 7 | 15 | 0
AMM-SU-2663 | SU | Monopole / greenfield | D-RAN | 3 | 3 | 0 | 3 | 3 | 3 | 1 | 1 | 0 | 15 | 5720 | 8110 | 21 | 33.6 | 7 | 15 | 0
AMM-SU-2664 | SU | Monopole / greenfield | D-RAN | 3 | 3 | 0 | 3 | 3 | 3 | 1 | 1 | 0 | 15 | 5720 | 8110 | 21 | 33.6 | 7 | 15 | 0
AMM-SU-2665 | SU | Monopole / greenfield | D-RAN | 3 | 3 | 0 | 3 | 3 | 3 | 1 | 1 | 0 | 15 | 5720 | 8110 | 21 | 33.6 | 7 | 15 | 0
AMM-SU-2666 | SU | Monopole / greenfield | D-RAN | 3 | 3 | 0 | 3 | 3 | 3 | 1 | 1 | 0 | 15 | 5720 | 8110 | 21 | 33.6 | 7 | 15 | 0
AMM-SU-2667 | SU | Monopole / greenfield | D-RAN | 3 | 3 | 0 | 3 | 3 | 3 | 1 | 1 | 0 | 15 | 5720 | 8110 | 21 | 33.6 | 7 | 15 | 0
AMM-SU-2668 | SU | Monopole / greenfield | C-RAN | 3 | 3 | 0 | 3 | 3 | 3 | 0 | 0 | 1 | 15 | 5310 | 7540 | 18 | 28.8 | 6 | 15 | 0
AMM-SU-2669 | SU | Monopole / greenfield | C-RAN | 3 | 3 | 0 | 3 | 3 | 3 | 0 | 0 | 1 | 15 | 5310 | 7540 | 18 | 28.8 | 6 | 15 | 0
AMM-SU-2670 | SU | Monopole / greenfield | C-RAN | 3 | 3 | 0 | 3 | 3 | 3 | 0 | 0 | 1 | 15 | 5310 | 7540 | 18 | 28.8 | 6 | 15 | 0
AMM-SU-2671 | SU | Monopole / greenfield | C-RAN | 3 | 3 | 0 | 3 | 3 | 3 | 0 | 0 | 1 | 15 | 5310 | 7540 | 18 | 28.8 | 6 | 15 | 0
AMM-SU-2672 | SU | Monopole / greenfield | C-RAN | 3 | 3 | 0 | 3 | 3 | 3 | 0 | 0 | 1 | 15 | 5310 | 7540 | 18 | 28.8 | 6 | 15 | 0
AMM-SU-2673 | SU | Monopole / greenfield | D-RAN | 3 | 3 | 0 | 3 | 3 | 3 | 1 | 1 | 0 | 15 | 5720 | 8110 | 21 | 33.6 | 7 | 15 | 0
AMM-SU-2674 | SU | Monopole / greenfield | D-RAN | 3 | 3 | 0 | 3 | 3 | 3 | 1 | 1 | 0 | 15 | 5720 | 8110 | 21 | 33.6 | 7 | 15 | 0
AMM-SU-2675 | SU | Monopole / greenfield | D-RAN | 3 | 3 | 0 | 3 | 3 | 3 | 1 | 1 | 0 | 15 | 5720 | 8110 | 21 | 33.6 | 7 | 15 | 0
AMM-SU-2676 | SU | Monopole / greenfield | D-RAN | 3 | 3 | 0 | 3 | 3 | 3 | 1 | 1 | 0 | 15 | 5720 | 8110 | 21 | 33.6 | 7 | 15 | 0
AMM-SU-2677 | SU | Monopole / greenfield | D-RAN | 3 | 3 | 0 | 3 | 3 | 3 | 1 | 1 | 0 | 15 | 5720 | 8110 | 21 | 33.6 | 7 | 15 | 0
AMM-SU-2678 | SU | Monopole / greenfield | D-RAN | 3 | 3 | 0 | 3 | 3 | 3 | 1 | 1 | 0 | 15 | 5720 | 8110 | 21 | 33.6 | 7 | 15 | 0
AMM-SU-2679 | SU | Monopole / greenfield | D-RAN | 3 | 3 | 0 | 3 | 3 | 3 | 1 | 1 | 0 | 15 | 5720 | 8110 | 21 | 33.6 | 7 | 15 | 0
AMM-SU-2680 | SU | Monopole / greenfield | D-RAN | 3 | 3 | 0 | 3 | 3 | 3 | 1 | 1 | 0 | 15 | 5720 | 8110 | 21 | 33.6 | 7 | 15 | 0
AMM-SU-2681 | SU | Monopole / greenfield | D-RAN | 3 | 3 | 0 | 3 | 3 | 3 | 1 | 1 | 0 | 15 | 5720 | 8110 | 21 | 33.6 | 7 | 15 | 0
AMM-SU-2682 | SU | Monopole / greenfield | D-RAN | 3 | 3 | 0 | 3 | 3 | 3 | 1 | 1 | 0 | 15 | 5720 | 8110 | 21 | 33.6 | 7 | 15 | 0
AMM-SU-2683 | SU | Monopole / greenfield | D-RAN | 3 | 3 | 0 | 3 | 3 | 3 | 1 | 1 | 0 | 15 | 5720 | 8110 | 21 | 33.6 | 7 | 15 | 0
AMM-SU-2684 | SU | Monopole / greenfield | D-RAN | 3 | 3 | 0 | 3 | 3 | 3 | 1 | 1 | 0 | 15 | 5720 | 8110 | 21 | 33.6 | 7 | 15 | 0
AMM-SU-2685 | SU | Monopole / greenfield | D-RAN | 3 | 3 | 0 | 3 | 3 | 3 | 1 | 1 | 0 | 15 | 5720 | 8110 | 21 | 33.6 | 7 | 15 | 0
AMM-SU-2686 | SU | Monopole / greenfield | D-RAN | 3 | 3 | 0 | 3 | 3 | 3 | 1 | 1 | 0 | 15 | 5720 | 8110 | 21 | 33.6 | 7 | 15 | 0
AMM-SU-2687 | SU | Monopole / greenfield | D-RAN | 3 | 3 | 0 | 3 | 3 | 3 | 1 | 1 | 0 | 15 | 5720 | 8110 | 21 | 33.6 | 7 | 15 | 0
AMM-SU-2688 | SU | Monopole / greenfield | D-RAN | 3 | 3 | 0 | 3 | 3 | 3 | 1 | 1 | 0 | 15 | 5720 | 8110 | 21 | 33.6 | 7 | 15 | 0
AMM-SU-2689 | SU | Monopole / greenfield | C-RAN | 3 | 3 | 0 | 3 | 3 | 3 | 0 | 0 | 1 | 15 | 5310 | 7540 | 18 | 28.8 | 6 | 15 | 0
AMM-SU-2690 | SU | Monopole / greenfield | C-RAN | 3 | 3 | 0 | 3 | 3 | 3 | 0 | 0 | 1 | 15 | 5310 | 7540 | 18 | 28.8 | 6 | 15 | 0
AMM-SU-2691 | SU | Monopole / greenfield | D-RAN | 3 | 3 | 0 | 3 | 3 | 3 | 1 | 1 | 0 | 15 | 5720 | 8110 | 21 | 33.6 | 7 | 15 | 0
AMM-SU-2692 | SU | Monopole / greenfield | D-RAN | 3 | 3 | 0 | 3 | 3 | 3 | 1 | 1 | 0 | 15 | 5720 | 8110 | 21 | 33.6 | 7 | 15 | 0
AMM-SU-2693 | SU | Monopole / greenfield | D-RAN | 3 | 3 | 0 | 3 | 3 | 3 | 1 | 1 | 0 | 15 | 5720 | 8110 | 21 | 33.6 | 7 | 15 | 0
AMM-SU-2694 | SU | Monopole / greenfield | D-RAN | 3 | 3 | 0 | 3 | 3 | 3 | 1 | 1 | 0 | 15 | 5720 | 8110 | 21 | 33.6 | 7 | 15 | 0
AMM-SU-2695 | SU | Monopole / greenfield | D-RAN | 3 | 3 | 0 | 3 | 3 | 3 | 1 | 1 | 0 | 15 | 5720 | 8110 | 21 | 33.6 | 7 | 15 | 0
AMM-SU-2696 | SU | Monopole / greenfield | D-RAN | 3 | 3 | 0 | 3 | 3 | 3 | 1 | 1 | 0 | 15 | 5720 | 8110 | 21 | 33.6 | 7 | 15 | 0
AMM-SU-2697 | SU | Monopole / greenfield | D-RAN | 3 | 3 | 0 | 3 | 3 | 3 | 1 | 1 | 0 | 15 | 5720 | 8110 | 21 | 33.6 | 7 | 15 | 0
AMM-SU-2698 | SU | Monopole / greenfield | D-RAN | 3 | 3 | 0 | 3 | 3 | 3 | 1 | 1 | 0 | 15 | 5720 | 8110 | 21 | 33.6 | 7 | 15 | 0
AMM-SU-2699 | SU | Monopole / greenfield | D-RAN | 3 | 3 | 0 | 3 | 3 | 3 | 1 | 1 | 0 | 15 | 5720 | 8110 | 21 | 33.6 | 7 | 15 | 0
AMM-SU-2700 | SU | Monopole / greenfield | D-RAN | 3 | 3 | 0 | 3 | 3 | 3 | 1 | 1 | 0 | 15 | 5720 | 8110 | 21 | 33.6 | 7 | 15 | 0
AMM-SU-2701 | SU | Monopole / greenfield | D-RAN | 3 | 3 | 0 | 3 | 3 | 3 | 1 | 1 | 0 | 15 | 5720 | 8110 | 21 | 33.6 | 7 | 15 | 0
AMM-SU-2702 | SU | Monopole / greenfield | D-RAN | 3 | 3 | 0 | 3 | 3 | 3 | 1 | 1 | 0 | 15 | 5720 | 8110 | 21 | 33.6 | 7 | 15 | 0
AMM-SU-2703 | SU | Monopole / greenfield | D-RAN | 3 | 3 | 0 | 3 | 3 | 3 | 1 | 1 | 0 | 15 | 5720 | 8110 | 21 | 33.6 | 7 | 15 | 0
AMM-SU-2704 | SU | Monopole / greenfield | D-RAN | 3 | 3 | 0 | 3 | 3 | 3 | 1 | 1 | 0 | 15 | 5720 | 8110 | 21 | 33.6 | 7 | 15 | 0
AMM-SU-2705 | SU | Monopole / greenfield | C-RAN | 3 | 3 | 0 | 3 | 3 | 3 | 0 | 0 | 1 | 15 | 5310 | 7540 | 18 | 28.8 | 6 | 15 | 0
AMM-SU-2706 | SU | Monopole / greenfield | C-RAN | 3 | 3 | 0 | 3 | 3 | 3 | 0 | 0 | 1 | 15 | 5310 | 7540 | 18 | 28.8 | 6 | 15 | 0
AMM-SU-2707 | SU | Monopole / greenfield | C-RAN | 3 | 3 | 0 | 3 | 3 | 3 | 0 | 0 | 1 | 15 | 5310 | 7540 | 18 | 28.8 | 6 | 15 | 0
AMM-SU-2708 | SU | Monopole / greenfield | D-RAN | 3 | 3 | 0 | 3 | 3 | 3 | 1 | 1 | 0 | 15 | 5720 | 8110 | 21 | 33.6 | 7 | 15 | 0
AMM-SU-2709 | SU | Monopole / greenfield | D-RAN | 3 | 3 | 0 | 3 | 3 | 3 | 1 | 1 | 0 | 15 | 5720 | 8110 | 21 | 33.6 | 7 | 15 | 0
AMM-SU-2710 | SU | Monopole / greenfield | D-RAN | 3 | 3 | 0 | 3 | 3 | 3 | 1 | 1 | 0 | 15 | 5720 | 8110 | 21 | 33.6 | 7 | 15 | 0
AMM-SU-2711 | SU | Monopole / greenfield | D-RAN | 3 | 3 | 0 | 3 | 3 | 3 | 1 | 1 | 0 | 15 | 5720 | 8110 | 21 | 33.6 | 7 | 15 | 0
AMM-SU-2712 | SU | Monopole / greenfield | D-RAN | 3 | 3 | 0 | 3 | 3 | 3 | 1 | 1 | 0 | 15 | 5720 | 8110 | 21 | 33.6 | 7 | 15 | 0
AMM-SU-2713 | SU | Monopole / greenfield | D-RAN | 3 | 3 | 0 | 3 | 3 | 3 | 1 | 1 | 0 | 15 | 5720 | 8110 | 21 | 33.6 | 7 | 15 | 0
AMM-SU-2714 | SU | Monopole / greenfield | D-RAN | 3 | 3 | 0 | 3 | 3 | 3 | 1 | 1 | 0 | 15 | 5720 | 8110 | 21 | 33.6 | 7 | 15 | 0
AMM-SU-2715 | SU | Monopole / greenfield | D-RAN | 3 | 3 | 0 | 3 | 3 | 3 | 1 | 1 | 0 | 15 | 5720 | 8110 | 21 | 33.6 | 7 | 15 | 0
AMM-SU-2716 | SU | Monopole / greenfield | D-RAN | 3 | 3 | 0 | 3 | 3 | 3 | 1 | 1 | 0 | 15 | 5720 | 8110 | 21 | 33.6 | 7 | 15 | 0
AMM-SU-2717 | SU | Monopole / greenfield | D-RAN | 3 | 3 | 0 | 3 | 3 | 3 | 1 | 1 | 0 | 15 | 5720 | 8110 | 21 | 33.6 | 7 | 15 | 0
AMM-SU-2718 | SU | Monopole / greenfield | D-RAN | 3 | 3 | 0 | 3 | 3 | 3 | 1 | 1 | 0 | 15 | 5720 | 8110 | 21 | 33.6 | 7 | 15 | 0
AMM-SU-2719 | SU | Monopole / greenfield | D-RAN | 3 | 3 | 0 | 3 | 3 | 3 | 1 | 1 | 0 | 15 | 5720 | 8110 | 21 | 33.6 | 7 | 15 | 0
AMM-SU-2720 | SU | Monopole / greenfield | D-RAN | 3 | 3 | 0 | 3 | 3 | 3 | 1 | 1 | 0 | 15 | 5720 | 8110 | 21 | 33.6 | 7 | 15 | 0
AMM-SU-2721 | SU | Monopole / greenfield | C-RAN | 3 | 3 | 0 | 3 | 3 | 3 | 0 | 0 | 1 | 15 | 5310 | 7540 | 18 | 28.8 | 6 | 15 | 0
AMM-SU-2722 | SU | Monopole / greenfield | C-RAN | 3 | 3 | 0 | 3 | 3 | 3 | 0 | 0 | 1 | 15 | 5310 | 7540 | 18 | 28.8 | 6 | 15 | 0
AMM-SU-2723 | SU | Monopole / greenfield | C-RAN | 3 | 3 | 0 | 3 | 3 | 3 | 0 | 0 | 1 | 15 | 5310 | 7540 | 18 | 28.8 | 6 | 15 | 0
AMM-SU-2724 | SU | Monopole / greenfield | D-RAN | 3 | 3 | 0 | 3 | 3 | 3 | 1 | 1 | 0 | 15 | 5720 | 8110 | 21 | 33.6 | 7 | 15 | 0
AMM-SU-2725 | SU | Monopole / greenfield | D-RAN | 3 | 3 | 0 | 3 | 3 | 3 | 1 | 1 | 0 | 15 | 5720 | 8110 | 21 | 33.6 | 7 | 15 | 0
AMM-SU-2726 | SU | Monopole / greenfield | D-RAN | 3 | 3 | 0 | 3 | 3 | 3 | 1 | 1 | 0 | 15 | 5720 | 8110 | 21 | 33.6 | 7 | 15 | 0
AMM-SU-2727 | SU | Monopole / greenfield | D-RAN | 3 | 3 | 0 | 3 | 3 | 3 | 1 | 1 | 0 | 15 | 5720 | 8110 | 21 | 33.6 | 7 | 15 | 0
AMM-SU-2728 | SU | Monopole / greenfield | D-RAN | 3 | 3 | 0 | 3 | 3 | 3 | 1 | 1 | 0 | 15 | 5720 | 8110 | 21 | 33.6 | 7 | 15 | 0
AMM-SU-2729 | SU | Monopole / greenfield | D-RAN | 3 | 3 | 0 | 3 | 3 | 3 | 1 | 1 | 0 | 15 | 5720 | 8110 | 21 | 33.6 | 7 | 15 | 0
AMM-SU-2730 | SU | Monopole / greenfield | D-RAN | 3 | 3 | 0 | 3 | 3 | 3 | 1 | 1 | 0 | 15 | 5720 | 8110 | 21 | 33.6 | 7 | 15 | 0
AMM-SU-2731 | SU | Monopole / greenfield | D-RAN | 3 | 3 | 0 | 3 | 3 | 3 | 1 | 1 | 0 | 15 | 5720 | 8110 | 21 | 33.6 | 7 | 15 | 0
AMM-SU-2732 | SU | Monopole / greenfield | D-RAN | 3 | 3 | 0 | 3 | 3 | 3 | 1 | 1 | 0 | 15 | 5720 | 8110 | 21 | 33.6 | 7 | 15 | 0
AMM-SU-2733 | SU | Monopole / greenfield | C-RAN | 3 | 3 | 0 | 3 | 3 | 3 | 0 | 0 | 1 | 15 | 5310 | 7540 | 18 | 28.8 | 6 | 15 | 0
AMM-SU-2734 | SU | Monopole / greenfield | C-RAN | 3 | 3 | 0 | 3 | 3 | 3 | 0 | 0 | 1 | 15 | 5310 | 7540 | 18 | 28.8 | 6 | 15 | 0
AMM-SU-2735 | SU | Monopole / greenfield | D-RAN | 3 | 3 | 0 | 3 | 3 | 3 | 1 | 1 | 0 | 15 | 5720 | 8110 | 21 | 33.6 | 7 | 15 | 0
AMM-SU-2736 | SU | Monopole / greenfield | D-RAN | 3 | 3 | 0 | 3 | 3 | 3 | 1 | 1 | 0 | 15 | 5720 | 8110 | 21 | 33.6 | 7 | 15 | 0
AMM-SU-2737 | SU | Monopole / greenfield | D-RAN | 3 | 3 | 0 | 3 | 3 | 3 | 1 | 1 | 0 | 15 | 5720 | 8110 | 21 | 33.6 | 7 | 15 | 0
AMM-SU-2738 | SU | Monopole / greenfield | D-RAN | 3 | 3 | 0 | 3 | 3 | 3 | 1 | 1 | 0 | 15 | 5720 | 8110 | 21 | 33.6 | 7 | 15 | 0
AMM-SU-2739 | SU | Monopole / greenfield | D-RAN | 3 | 3 | 0 | 3 | 3 | 3 | 1 | 1 | 0 | 15 | 5720 | 8110 | 21 | 33.6 | 7 | 15 | 0
AMM-SU-2740 | SU | Monopole / greenfield | D-RAN | 3 | 3 | 0 | 3 | 3 | 3 | 1 | 1 | 0 | 15 | 5720 | 8110 | 21 | 33.6 | 7 | 15 | 0
AMM-SU-2741 | SU | Monopole / greenfield | D-RAN | 3 | 3 | 0 | 3 | 3 | 3 | 1 | 1 | 0 | 15 | 5720 | 8110 | 21 | 33.6 | 7 | 15 | 0
AMM-SU-2742 | SU | Monopole / greenfield | D-RAN | 3 | 3 | 0 | 3 | 3 | 3 | 1 | 1 | 0 | 15 | 5720 | 8110 | 21 | 33.6 | 7 | 15 | 0
AMM-SU-2743 | SU | Monopole / greenfield | D-RAN | 3 | 3 | 0 | 3 | 3 | 3 | 1 | 1 | 0 | 15 | 5720 | 8110 | 21 | 33.6 | 7 | 15 | 0
AMM-SU-2744 | SU | Monopole / greenfield | D-RAN | 3 | 3 | 0 | 3 | 3 | 3 | 1 | 1 | 0 | 15 | 5720 | 8110 | 21 | 33.6 | 7 | 15 | 0
AMM-SU-2745 | SU | Monopole / greenfield | C-RAN | 3 | 3 | 0 | 3 | 3 | 3 | 0 | 0 | 1 | 15 | 5310 | 7540 | 18 | 28.8 | 6 | 15 | 0
AMM-SU-2746 | SU | Monopole / greenfield | C-RAN | 3 | 3 | 0 | 3 | 3 | 3 | 0 | 0 | 1 | 15 | 5310 | 7540 | 18 | 28.8 | 6 | 15 | 0
AMM-SU-2747 | SU | Monopole / greenfield | D-RAN | 3 | 3 | 0 | 3 | 3 | 3 | 1 | 1 | 0 | 15 | 5720 | 8110 | 21 | 33.6 | 7 | 15 | 0
AMM-SU-2748 | SU | Monopole / greenfield | D-RAN | 3 | 3 | 0 | 3 | 3 | 3 | 1 | 1 | 0 | 15 | 5720 | 8110 | 21 | 33.6 | 7 | 15 | 0
AMM-SU-2749 | SU | Monopole / greenfield | D-RAN | 3 | 3 | 0 | 3 | 3 | 3 | 1 | 1 | 0 | 15 | 5720 | 8110 | 21 | 33.6 | 7 | 15 | 0
AMM-SU-2750 | SU | Monopole / greenfield | D-RAN | 3 | 3 | 0 | 3 | 3 | 3 | 1 | 1 | 0 | 15 | 5720 | 8110 | 21 | 33.6 | 7 | 15 | 0
AMM-SU-2751 | SU | Monopole / greenfield | D-RAN | 3 | 3 | 0 | 3 | 3 | 3 | 1 | 1 | 0 | 15 | 5720 | 8110 | 21 | 33.6 | 7 | 15 | 0
AMM-SU-2752 | SU | Monopole / greenfield | D-RAN | 3 | 3 | 0 | 3 | 3 | 3 | 1 | 1 | 0 | 15 | 5720 | 8110 | 21 | 33.6 | 7 | 15 | 0
AMM-SU-2753 | SU | Monopole / greenfield | D-RAN | 3 | 3 | 0 | 3 | 3 | 3 | 1 | 1 | 0 | 15 | 5720 | 8110 | 21 | 33.6 | 7 | 15 | 0
AMM-SU-2754 | SU | Monopole / greenfield | D-RAN | 3 | 3 | 0 | 3 | 3 | 3 | 1 | 1 | 0 | 15 | 5720 | 8110 | 21 | 33.6 | 7 | 15 | 0
AMM-SU-2755 | SU | Monopole / greenfield | D-RAN | 3 | 3 | 0 | 3 | 3 | 3 | 1 | 1 | 0 | 15 | 5720 | 8110 | 21 | 33.6 | 7 | 15 | 0
AMM-SU-2756 | SU | Monopole / greenfield | D-RAN | 3 | 3 | 0 | 3 | 3 | 3 | 1 | 1 | 0 | 15 | 5720 | 8110 | 21 | 33.6 | 7 | 15 | 0
AMM-SU-2757 | SU | Monopole / greenfield | C-RAN | 3 | 3 | 0 | 3 | 3 | 3 | 0 | 0 | 1 | 15 | 5310 | 7540 | 18 | 28.8 | 6 | 15 | 0
AMM-SU-2758 | SU | Monopole / greenfield | C-RAN | 3 | 3 | 0 | 3 | 3 | 3 | 0 | 0 | 1 | 15 | 5310 | 7540 | 18 | 28.8 | 6 | 15 | 0
AMM-SU-2759 | SU | Monopole / greenfield | C-RAN | 3 | 3 | 0 | 3 | 3 | 3 | 0 | 0 | 1 | 15 | 5310 | 7540 | 18 | 28.8 | 6 | 15 | 0
AMM-SU-2760 | SU | Monopole / greenfield | D-RAN | 3 | 3 | 0 | 3 | 3 | 3 | 1 | 1 | 0 | 15 | 5720 | 8110 | 21 | 33.6 | 7 | 15 | 0
AMM-SU-2761 | SU | Monopole / greenfield | D-RAN | 3 | 3 | 0 | 3 | 3 | 3 | 1 | 1 | 0 | 15 | 5720 | 8110 | 21 | 33.6 | 7 | 15 | 0
AMM-SU-2762 | SU | Monopole / greenfield | D-RAN | 3 | 3 | 0 | 3 | 3 | 3 | 1 | 1 | 0 | 15 | 5720 | 8110 | 21 | 33.6 | 7 | 15 | 0
AMM-SU-2763 | SU | Monopole / greenfield | D-RAN | 3 | 3 | 0 | 3 | 3 | 3 | 1 | 1 | 0 | 15 | 5720 | 8110 | 21 | 33.6 | 7 | 15 | 0
AMM-SU-2764 | SU | Monopole / greenfield | D-RAN | 3 | 3 | 0 | 3 | 3 | 3 | 1 | 1 | 0 | 15 | 5720 | 8110 | 21 | 33.6 | 7 | 15 | 0
AMM-SU-2765 | SU | Monopole / greenfield | D-RAN | 3 | 3 | 0 | 3 | 3 | 3 | 1 | 1 | 0 | 15 | 5720 | 8110 | 21 | 33.6 | 7 | 15 | 0
AMM-SU-2766 | SU | Monopole / greenfield | D-RAN | 3 | 3 | 0 | 3 | 3 | 3 | 1 | 1 | 0 | 15 | 5720 | 8110 | 21 | 33.6 | 7 | 15 | 0
AMM-SU-2767 | SU | Monopole / greenfield | D-RAN | 3 | 3 | 0 | 3 | 3 | 3 | 1 | 1 | 0 | 15 | 5720 | 8110 | 21 | 33.6 | 7 | 15 | 0
AMM-SU-2768 | SU | Monopole / greenfield | D-RAN | 3 | 3 | 0 | 3 | 3 | 3 | 1 | 1 | 0 | 15 | 5720 | 8110 | 21 | 33.6 | 7 | 15 | 0
AMM-SU-2769 | SU | Monopole / greenfield | D-RAN | 3 | 3 | 0 | 3 | 3 | 3 | 1 | 1 | 0 | 15 | 5720 | 8110 | 21 | 33.6 | 7 | 15 | 0
AMM-SU-2770 | SU | Monopole / greenfield | C-RAN | 3 | 3 | 0 | 3 | 3 | 3 | 0 | 0 | 1 | 15 | 5310 | 7540 | 18 | 28.8 | 6 | 15 | 0
AMM-SU-2771 | SU | Monopole / greenfield | C-RAN | 3 | 3 | 0 | 3 | 3 | 3 | 0 | 0 | 1 | 15 | 5310 | 7540 | 18 | 28.8 | 6 | 15 | 0
AMM-SU-2772 | SU | Monopole / greenfield | C-RAN | 3 | 3 | 0 | 3 | 3 | 3 | 0 | 0 | 1 | 15 | 5310 | 7540 | 18 | 28.8 | 6 | 15 | 0
AMM-SU-2773 | SU | Monopole / greenfield | C-RAN | 3 | 3 | 0 | 3 | 3 | 3 | 0 | 0 | 1 | 15 | 5310 | 7540 | 18 | 28.8 | 6 | 15 | 0
AMM-SU-2774 | SU | Monopole / greenfield | D-RAN | 3 | 3 | 0 | 3 | 3 | 3 | 1 | 1 | 0 | 15 | 5720 | 8110 | 21 | 33.6 | 7 | 15 | 0
AMM-SU-2775 | SU | Monopole / greenfield | D-RAN | 3 | 3 | 0 | 3 | 3 | 3 | 1 | 1 | 0 | 15 | 5720 | 8110 | 21 | 33.6 | 7 | 15 | 0
AMM-SU-2776 | SU | Monopole / greenfield | D-RAN | 3 | 3 | 0 | 3 | 3 | 3 | 1 | 1 | 0 | 15 | 5720 | 8110 | 21 | 33.6 | 7 | 15 | 0
AMM-SU-2777 | SU | Monopole / greenfield | D-RAN | 3 | 3 | 0 | 3 | 3 | 3 | 1 | 1 | 0 | 15 | 5720 | 8110 | 21 | 33.6 | 7 | 15 | 0
AMM-SU-2778 | SU | Monopole / greenfield | D-RAN | 3 | 3 | 0 | 3 | 3 | 3 | 1 | 1 | 0 | 15 | 5720 | 8110 | 21 | 33.6 | 7 | 15 | 0
AMM-SU-2779 | SU | Monopole / greenfield | D-RAN | 3 | 3 | 0 | 3 | 3 | 3 | 1 | 1 | 0 | 15 | 5720 | 8110 | 21 | 33.6 | 7 | 15 | 0
AMM-SU-2780 | SU | Monopole / greenfield | D-RAN | 3 | 3 | 0 | 3 | 3 | 3 | 1 | 1 | 0 | 15 | 5720 | 8110 | 21 | 33.6 | 7 | 15 | 0
AMM-SU-2781 | SU | Monopole / greenfield | D-RAN | 3 | 3 | 0 | 3 | 3 | 3 | 1 | 1 | 0 | 15 | 5720 | 8110 | 21 | 33.6 | 7 | 15 | 0
AMM-SU-2782 | SU | Monopole / greenfield | D-RAN | 3 | 3 | 0 | 3 | 3 | 3 | 1 | 1 | 0 | 15 | 5720 | 8110 | 21 | 33.6 | 7 | 15 | 0
AMM-SU-2783 | SU | Monopole / greenfield | C-RAN | 3 | 3 | 0 | 3 | 3 | 3 | 0 | 0 | 1 | 15 | 5310 | 7540 | 18 | 28.8 | 6 | 15 | 0
AMM-SU-2784 | SU | Monopole / greenfield | C-RAN | 3 | 3 | 0 | 3 | 3 | 3 | 0 | 0 | 1 | 15 | 5310 | 7540 | 18 | 28.8 | 6 | 15 | 0
AMM-SU-2785 | SU | Monopole / greenfield | C-RAN | 3 | 3 | 0 | 3 | 3 | 3 | 0 | 0 | 1 | 15 | 5310 | 7540 | 18 | 28.8 | 6 | 15 | 0
AMM-SU-2786 | SU | Monopole / greenfield | D-RAN | 3 | 3 | 0 | 3 | 3 | 3 | 1 | 1 | 0 | 15 | 5720 | 8110 | 21 | 33.6 | 7 | 15 | 0
AMM-SU-2787 | SU | Monopole / greenfield | D-RAN | 3 | 3 | 0 | 3 | 3 | 3 | 1 | 1 | 0 | 15 | 5720 | 8110 | 21 | 33.6 | 7 | 15 | 0
AMM-SU-2788 | SU | Monopole / greenfield | D-RAN | 3 | 3 | 0 | 3 | 3 | 3 | 1 | 1 | 0 | 15 | 5720 | 8110 | 21 | 33.6 | 7 | 15 | 0
AMM-SU-2789 | SU | Monopole / greenfield | D-RAN | 3 | 3 | 0 | 3 | 3 | 3 | 1 | 1 | 0 | 15 | 5720 | 8110 | 21 | 33.6 | 7 | 15 | 0
AMM-SU-2790 | SU | Monopole / greenfield | D-RAN | 3 | 3 | 0 | 3 | 3 | 3 | 1 | 1 | 0 | 15 | 5720 | 8110 | 21 | 33.6 | 7 | 15 | 0
AMM-SU-2791 | SU | Monopole / greenfield | D-RAN | 3 | 3 | 0 | 3 | 3 | 3 | 1 | 1 | 0 | 15 | 5720 | 8110 | 21 | 33.6 | 7 | 15 | 0
AMM-SU-2792 | SU | Monopole / greenfield | D-RAN | 3 | 3 | 0 | 3 | 3 | 3 | 1 | 1 | 0 | 15 | 5720 | 8110 | 21 | 33.6 | 7 | 15 | 0
AMM-SU-2793 | SU | Monopole / greenfield | D-RAN | 3 | 3 | 0 | 3 | 3 | 3 | 1 | 1 | 0 | 15 | 5720 | 8110 | 21 | 33.6 | 7 | 15 | 0
AMM-SU-2794 | SU | Monopole / greenfield | D-RAN | 3 | 3 | 0 | 3 | 3 | 3 | 1 | 1 | 0 | 15 | 5720 | 8110 | 21 | 33.6 | 7 | 15 | 0
AMM-SU-2795 | SU | Monopole / greenfield | C-RAN | 3 | 3 | 0 | 3 | 3 | 3 | 0 | 0 | 1 | 15 | 5310 | 7540 | 18 | 28.8 | 6 | 15 | 0
AMM-SU-2796 | SU | Monopole / greenfield | C-RAN | 3 | 3 | 0 | 3 | 3 | 3 | 0 | 0 | 1 | 15 | 5310 | 7540 | 18 | 28.8 | 6 | 15 | 0
AMM-SU-2797 | SU | Monopole / greenfield | D-RAN | 3 | 3 | 0 | 3 | 3 | 3 | 1 | 1 | 0 | 15 | 5720 | 8110 | 21 | 33.6 | 7 | 15 | 0
AMM-SU-2798 | SU | Monopole / greenfield | D-RAN | 3 | 3 | 0 | 3 | 3 | 3 | 1 | 1 | 0 | 15 | 5720 | 8110 | 21 | 33.6 | 7 | 15 | 0
AMM-SU-2799 | SU | Monopole / greenfield | D-RAN | 3 | 3 | 0 | 3 | 3 | 3 | 1 | 1 | 0 | 15 | 5720 | 8110 | 21 | 33.6 | 7 | 15 | 0
AMM-SU-2800 | SU | Monopole / greenfield | D-RAN | 3 | 3 | 0 | 3 | 3 | 3 | 1 | 1 | 0 | 15 | 5720 | 8110 | 21 | 33.6 | 7 | 15 | 0
AMM-SU-2801 | SU | Monopole / greenfield | D-RAN | 3 | 3 | 0 | 3 | 3 | 3 | 1 | 1 | 0 | 15 | 5720 | 8110 | 21 | 33.6 | 7 | 15 | 0
AMM-SU-2802 | SU | Monopole / greenfield | D-RAN | 3 | 3 | 0 | 3 | 3 | 3 | 1 | 1 | 0 | 15 | 5720 | 8110 | 21 | 33.6 | 7 | 15 | 0
AMM-SU-2803 | SU | Monopole / greenfield | D-RAN | 3 | 3 | 0 | 3 | 3 | 3 | 1 | 1 | 0 | 15 | 5720 | 8110 | 21 | 33.6 | 7 | 15 | 0
AMM-SU-2804 | SU | Monopole / greenfield | D-RAN | 3 | 3 | 0 | 3 | 3 | 3 | 1 | 1 | 0 | 15 | 5720 | 8110 | 21 | 33.6 | 7 | 15 | 0
AMM-SU-2805 | SU | Monopole / greenfield | D-RAN | 3 | 3 | 0 | 3 | 3 | 3 | 1 | 1 | 0 | 15 | 5720 | 8110 | 21 | 33.6 | 7 | 15 | 0
AMM-SU-2806 | SU | Monopole / greenfield | C-RAN | 3 | 3 | 0 | 3 | 3 | 3 | 0 | 0 | 1 | 15 | 5310 | 7540 | 18 | 28.8 | 6 | 15 | 0
AMM-SU-2807 | SU | Monopole / greenfield | D-RAN | 3 | 3 | 0 | 3 | 3 | 3 | 1 | 1 | 0 | 15 | 5720 | 8110 | 21 | 33.6 | 7 | 15 | 0
AMM-SU-2808 | SU | Monopole / greenfield | D-RAN | 3 | 3 | 0 | 3 | 3 | 3 | 1 | 1 | 0 | 15 | 5720 | 8110 | 21 | 33.6 | 7 | 15 | 0
AMM-SU-2809 | SU | Monopole / greenfield | D-RAN | 3 | 3 | 0 | 3 | 3 | 3 | 1 | 1 | 0 | 15 | 5720 | 8110 | 21 | 33.6 | 7 | 15 | 0
AMM-SU-2810 | SU | Monopole / greenfield | D-RAN | 3 | 3 | 0 | 3 | 3 | 3 | 1 | 1 | 0 | 15 | 5720 | 8110 | 21 | 33.6 | 7 | 15 | 0
AMM-SU-2811 | SU | Monopole / greenfield | D-RAN | 3 | 3 | 0 | 3 | 3 | 3 | 1 | 1 | 0 | 15 | 5720 | 8110 | 21 | 33.6 | 7 | 15 | 0
AMM-SU-2812 | SU | Monopole / greenfield | D-RAN | 3 | 3 | 0 | 3 | 3 | 3 | 1 | 1 | 0 | 15 | 5720 | 8110 | 21 | 33.6 | 7 | 15 | 0
AMM-SU-2813 | SU | Rooftop | D-RAN | 3 | 3 | 0 | 3 | 3 | 3 | 1 | 1 | 0 | 15 | 5720 | 8110 | 21 | 33.6 | 7 | 15 | 0
AMM-SU-2814 | SU | Monopole / greenfield | D-RAN | 3 | 3 | 0 | 3 | 3 | 3 | 1 | 1 | 0 | 15 | 5720 | 8110 | 21 | 33.6 | 7 | 15 | 0
AMM-SU-2815 | SU | Monopole / greenfield | D-RAN | 3 | 3 | 0 | 3 | 3 | 3 | 1 | 1 | 0 | 15 | 5720 | 8110 | 21 | 33.6 | 7 | 15 | 0
AMM-SU-2816 | SU | Monopole / greenfield | D-RAN | 3 | 3 | 0 | 3 | 3 | 3 | 1 | 1 | 0 | 15 | 5720 | 8110 | 21 | 33.6 | 7 | 15 | 0
AMM-SU-2817 | SU | Monopole / greenfield | D-RAN | 3 | 3 | 0 | 3 | 3 | 3 | 1 | 1 | 0 | 15 | 5720 | 8110 | 21 | 33.6 | 7 | 15 | 0
AMM-SU-2818 | SU | Monopole / greenfield | C-RAN | 3 | 3 | 0 | 3 | 3 | 3 | 0 | 0 | 1 | 15 | 5310 | 7540 | 18 | 28.8 | 6 | 15 | 0
AMM-SU-2819 | SU | Monopole / greenfield | D-RAN | 3 | 3 | 0 | 3 | 3 | 3 | 1 | 1 | 0 | 15 | 5720 | 8110 | 21 | 33.6 | 7 | 15 | 0
AMM-SU-2820 | SU | Monopole / greenfield | D-RAN | 3 | 3 | 0 | 3 | 3 | 3 | 1 | 1 | 0 | 15 | 5720 | 8110 | 21 | 33.6 | 7 | 15 | 0
AMM-SU-2821 | SU | Monopole / greenfield | D-RAN | 3 | 3 | 0 | 3 | 3 | 3 | 1 | 1 | 0 | 15 | 5720 | 8110 | 21 | 33.6 | 7 | 15 | 0
AMM-SU-2822 | SU | Monopole / greenfield | D-RAN | 3 | 3 | 0 | 3 | 3 | 3 | 1 | 1 | 0 | 15 | 5720 | 8110 | 21 | 33.6 | 7 | 15 | 0
AMM-SU-2823 | SU | Monopole / greenfield | D-RAN | 3 | 3 | 0 | 3 | 3 | 3 | 1 | 1 | 0 | 15 | 5720 | 8110 | 21 | 33.6 | 7 | 15 | 0
AMM-SU-2824 | SU | Monopole / greenfield | D-RAN | 3 | 3 | 0 | 3 | 3 | 3 | 1 | 1 | 0 | 15 | 5720 | 8110 | 21 | 33.6 | 7 | 15 | 0
AMM-SU-2825 | SU | Rooftop | D-RAN | 3 | 3 | 0 | 3 | 3 | 3 | 1 | 1 | 0 | 15 | 5720 | 8110 | 21 | 33.6 | 7 | 15 | 0
AMM-SU-2826 | SU | Rooftop | D-RAN | 3 | 3 | 0 | 3 | 3 | 3 | 1 | 1 | 0 | 15 | 5720 | 8110 | 21 | 33.6 | 7 | 15 | 0
AMM-SU-2827 | SU | Monopole / greenfield | D-RAN | 3 | 3 | 0 | 3 | 3 | 3 | 1 | 1 | 0 | 15 | 5720 | 8110 | 21 | 33.6 | 7 | 15 | 0
AMM-SU-2828 | SU | Monopole / greenfield | D-RAN | 3 | 3 | 0 | 3 | 3 | 3 | 1 | 1 | 0 | 15 | 5720 | 8110 | 21 | 33.6 | 7 | 15 | 0
AMM-SU-2829 | SU | Monopole / greenfield | C-RAN | 3 | 3 | 0 | 3 | 3 | 3 | 0 | 0 | 1 | 15 | 5310 | 7540 | 18 | 28.8 | 6 | 15 | 0
AMM-SU-2830 | SU | Monopole / greenfield | C-RAN | 3 | 3 | 0 | 3 | 3 | 3 | 0 | 0 | 1 | 15 | 5310 | 7540 | 18 | 28.8 | 6 | 15 | 0
AMM-SU-2831 | SU | Monopole / greenfield | D-RAN | 3 | 3 | 0 | 3 | 3 | 3 | 1 | 1 | 0 | 15 | 5720 | 8110 | 21 | 33.6 | 7 | 15 | 0
AMM-SU-2832 | SU | Monopole / greenfield | D-RAN | 3 | 3 | 0 | 3 | 3 | 3 | 1 | 1 | 0 | 15 | 5720 | 8110 | 21 | 33.6 | 7 | 15 | 0
AMM-SU-2833 | SU | Monopole / greenfield | D-RAN | 3 | 3 | 0 | 3 | 3 | 3 | 1 | 1 | 0 | 15 | 5720 | 8110 | 21 | 33.6 | 7 | 15 | 0
AMM-SU-2834 | SU | Monopole / greenfield | D-RAN | 3 | 3 | 0 | 3 | 3 | 3 | 1 | 1 | 0 | 15 | 5720 | 8110 | 21 | 33.6 | 7 | 15 | 0
AMM-SU-2835 | SU | Monopole / greenfield | D-RAN | 3 | 3 | 0 | 3 | 3 | 3 | 1 | 1 | 0 | 15 | 5720 | 8110 | 21 | 33.6 | 7 | 15 | 0
AMM-SU-2836 | SU | Rooftop | D-RAN | 3 | 3 | 0 | 3 | 3 | 3 | 1 | 1 | 0 | 15 | 5720 | 8110 | 21 | 33.6 | 7 | 15 | 0
AMM-SU-2837 | SU | Rooftop | D-RAN | 3 | 3 | 0 | 3 | 3 | 3 | 1 | 1 | 0 | 15 | 5720 | 8110 | 21 | 33.6 | 7 | 15 | 0
AMM-SU-2838 | SU | Monopole / greenfield | D-RAN | 3 | 3 | 0 | 3 | 3 | 3 | 1 | 1 | 0 | 15 | 5720 | 8110 | 21 | 33.6 | 7 | 15 | 0
AMM-SU-2839 | SU | Monopole / greenfield | D-RAN | 3 | 3 | 0 | 3 | 3 | 3 | 1 | 1 | 0 | 15 | 5720 | 8110 | 21 | 33.6 | 7 | 15 | 0
AMM-SU-2840 | SU | Monopole / greenfield | C-RAN | 3 | 3 | 0 | 3 | 3 | 3 | 0 | 0 | 1 | 15 | 5310 | 7540 | 18 | 28.8 | 6 | 15 | 0
AMM-SU-2841 | SU | Monopole / greenfield | C-RAN | 3 | 3 | 0 | 3 | 3 | 3 | 0 | 0 | 1 | 15 | 5310 | 7540 | 18 | 28.8 | 6 | 15 | 0
AMM-SU-2842 | SU | Monopole / greenfield | D-RAN | 3 | 3 | 0 | 3 | 3 | 3 | 1 | 1 | 0 | 15 | 5720 | 8110 | 21 | 33.6 | 7 | 15 | 0
AMM-SU-2843 | SU | Rooftop | D-RAN | 3 | 3 | 0 | 3 | 3 | 3 | 1 | 1 | 0 | 15 | 5720 | 8110 | 21 | 33.6 | 7 | 15 | 0
AMM-SU-2844 | SU | Rooftop | D-RAN | 3 | 3 | 0 | 3 | 3 | 3 | 1 | 1 | 0 | 15 | 5720 | 8110 | 21 | 33.6 | 7 | 15 | 0
AMM-SU-2845 | SU | Monopole / greenfield | D-RAN | 3 | 3 | 0 | 3 | 3 | 3 | 1 | 1 | 0 | 15 | 5720 | 8110 | 21 | 33.6 | 7 | 15 | 0
AMM-SU-2846 | SU | Monopole / greenfield | D-RAN | 3 | 3 | 0 | 3 | 3 | 3 | 1 | 1 | 0 | 15 | 5720 | 8110 | 21 | 33.6 | 7 | 15 | 0
AMM-SU-2847 | SU | Monopole / greenfield | D-RAN | 3 | 3 | 0 | 3 | 3 | 3 | 1 | 1 | 0 | 15 | 5720 | 8110 | 21 | 33.6 | 7 | 15 | 0
AMM-SU-2848 | SU | Rooftop | D-RAN | 3 | 3 | 0 | 3 | 3 | 3 | 1 | 1 | 0 | 15 | 5720 | 8110 | 21 | 33.6 | 7 | 15 | 0
AMM-SU-2849 | SU | Rooftop | D-RAN | 3 | 3 | 0 | 3 | 3 | 3 | 1 | 1 | 0 | 15 | 5720 | 8110 | 21 | 33.6 | 7 | 15 | 0
AMM-SU-2850 | SU | Monopole / greenfield | D-RAN | 3 | 3 | 0 | 3 | 3 | 3 | 1 | 1 | 0 | 15 | 5720 | 8110 | 21 | 33.6 | 7 | 15 | 0
AMM-SU-2851 | SU | Monopole / greenfield | C-RAN | 3 | 3 | 0 | 3 | 3 | 3 | 0 | 0 | 1 | 15 | 5310 | 7540 | 18 | 28.8 | 6 | 15 | 0
AMM-SU-2852 | SU | Monopole / greenfield | C-RAN | 3 | 3 | 0 | 3 | 3 | 3 | 0 | 0 | 1 | 15 | 5310 | 7540 | 18 | 28.8 | 6 | 15 | 0
AMM-SU-2853 | SU | Rooftop | C-RAN | 3 | 3 | 0 | 3 | 3 | 3 | 0 | 0 | 1 | 15 | 5310 | 7540 | 18 | 28.8 | 6 | 15 | 0
AMM-SU-2854 | SU | Rooftop | C-RAN | 3 | 3 | 0 | 3 | 3 | 3 | 0 | 0 | 1 | 15 | 5310 | 7540 | 18 | 28.8 | 6 | 15 | 0
AMM-SU-2855 | SU | Monopole / greenfield | D-RAN | 3 | 3 | 0 | 3 | 3 | 3 | 1 | 1 | 0 | 15 | 5720 | 8110 | 21 | 33.6 | 7 | 15 | 0
AMM-SU-2856 | SU | Monopole / greenfield | D-RAN | 3 | 3 | 0 | 3 | 3 | 3 | 1 | 1 | 0 | 15 | 5720 | 8110 | 21 | 33.6 | 7 | 15 | 0
AMM-SU-2857 | SU | Monopole / greenfield | D-RAN | 3 | 3 | 0 | 3 | 3 | 3 | 1 | 1 | 0 | 15 | 5720 | 8110 | 21 | 33.6 | 7 | 15 | 0
AMM-SU-2858 | SU | Rooftop | D-RAN | 3 | 3 | 0 | 3 | 3 | 3 | 1 | 1 | 0 | 15 | 5720 | 8110 | 21 | 33.6 | 7 | 15 | 0
AMM-SU-2859 | SU | Monopole / greenfield | D-RAN | 3 | 3 | 0 | 3 | 3 | 3 | 1 | 1 | 0 | 15 | 5720 | 8110 | 21 | 33.6 | 7 | 15 | 0
AMM-SU-2860 | SU | Monopole / greenfield | D-RAN | 3 | 3 | 0 | 3 | 3 | 3 | 1 | 1 | 0 | 15 | 5720 | 8110 | 21 | 33.6 | 7 | 15 | 0
AMM-SU-2861 | SU | Rooftop | D-RAN | 3 | 3 | 0 | 3 | 3 | 3 | 1 | 1 | 0 | 15 | 5720 | 8110 | 21 | 33.6 | 7 | 15 | 0
AMM-SU-2862 | SU | Rooftop | D-RAN | 3 | 3 | 0 | 3 | 3 | 3 | 1 | 1 | 0 | 15 | 5720 | 8110 | 21 | 33.6 | 7 | 15 | 0
AMM-SU-2863 | SU | Monopole / greenfield | D-RAN | 3 | 3 | 0 | 3 | 3 | 3 | 1 | 1 | 0 | 15 | 5720 | 8110 | 21 | 33.6 | 7 | 15 | 0
AMM-SU-2864 | SU | Monopole / greenfield | C-RAN | 3 | 3 | 0 | 3 | 3 | 3 | 0 | 0 | 1 | 15 | 5310 | 7540 | 18 | 28.8 | 6 | 15 | 0
AMM-SU-2865 | SU | Monopole / greenfield | C-RAN | 3 | 3 | 0 | 3 | 3 | 3 | 0 | 0 | 1 | 15 | 5310 | 7540 | 18 | 28.8 | 6 | 15 | 0
AMM-SU-2866 | SU | Monopole / greenfield | C-RAN | 3 | 3 | 0 | 3 | 3 | 3 | 0 | 0 | 1 | 15 | 5310 | 7540 | 18 | 28.8 | 6 | 15 | 0
AMM-SU-2867 | SU | Rooftop | C-RAN | 3 | 3 | 0 | 3 | 3 | 3 | 0 | 0 | 1 | 15 | 5310 | 7540 | 18 | 28.8 | 6 | 15 | 0
AMM-SU-2868 | SU | Monopole / greenfield | C-RAN | 3 | 3 | 0 | 3 | 3 | 3 | 0 | 0 | 1 | 15 | 5310 | 7540 | 18 | 28.8 | 6 | 15 | 0
AMM-SU-2869 | SU | Monopole / greenfield | C-RAN | 3 | 3 | 0 | 3 | 3 | 3 | 0 | 0 | 1 | 15 | 5310 | 7540 | 18 | 28.8 | 6 | 15 | 0
AMM-SU-2870 | SU | Monopole / greenfield | C-RAN | 3 | 3 | 0 | 3 | 3 | 3 | 0 | 0 | 1 | 15 | 5310 | 7540 | 18 | 28.8 | 6 | 15 | 0
AMM-SU-2871 | SU | Rooftop | C-RAN | 3 | 3 | 0 | 3 | 3 | 3 | 0 | 0 | 1 | 15 | 5310 | 7540 | 18 | 28.8 | 6 | 15 | 0
AMM-SU-2872 | SU | Rooftop | C-RAN | 3 | 3 | 0 | 3 | 3 | 3 | 0 | 0 | 1 | 15 | 5310 | 7540 | 18 | 28.8 | 6 | 15 | 0
AMM-SU-2873 | SU | Monopole / greenfield | D-RAN | 3 | 3 | 0 | 3 | 3 | 3 | 1 | 1 | 0 | 15 | 5720 | 8110 | 21 | 33.6 | 7 | 15 | 0
AMM-SU-2874 | SU | Monopole / greenfield | D-RAN | 3 | 3 | 0 | 3 | 3 | 3 | 1 | 1 | 0 | 15 | 5720 | 8110 | 21 | 33.6 | 7 | 15 | 0
AMM-SU-2875 | SU | Rooftop | D-RAN | 3 | 3 | 0 | 3 | 3 | 3 | 1 | 1 | 0 | 15 | 5720 | 8110 | 21 | 33.6 | 7 | 15 | 0
AMM-SU-2876 | SU | Rooftop | D-RAN | 3 | 3 | 0 | 3 | 3 | 3 | 1 | 1 | 0 | 15 | 5720 | 8110 | 21 | 33.6 | 7 | 15 | 0
AMM-SU-2877 | SU | Rooftop | D-RAN | 3 | 3 | 0 | 3 | 3 | 3 | 1 | 1 | 0 | 15 | 5720 | 8110 | 21 | 33.6 | 7 | 15 | 0
AMM-SU-2878 | SU | Rooftop | C-RAN | 3 | 3 | 0 | 3 | 3 | 3 | 0 | 0 | 1 | 15 | 5310 | 7540 | 18 | 28.8 | 6 | 15 | 0
AMM-SU-2879 | SU | Monopole / greenfield | C-RAN | 3 | 3 | 0 | 3 | 3 | 3 | 0 | 0 | 1 | 15 | 5310 | 7540 | 18 | 28.8 | 6 | 15 | 0
AMM-SU-2880 | SU | Rooftop | C-RAN | 3 | 3 | 0 | 3 | 3 | 3 | 0 | 0 | 1 | 15 | 5310 | 7540 | 18 | 28.8 | 6 | 15 | 0
AMM-SU-2881 | SU | Rooftop | C-RAN | 3 | 3 | 0 | 3 | 3 | 3 | 0 | 0 | 1 | 15 | 5310 | 7540 | 18 | 28.8 | 6 | 15 | 0
AMM-SU-2882 | SU | Rooftop | C-RAN | 3 | 3 | 0 | 3 | 3 | 3 | 0 | 0 | 1 | 15 | 5310 | 7540 | 18 | 28.8 | 6 | 15 | 0
AMM-SU-2883 | SU | Monopole / greenfield | D-RAN | 3 | 3 | 0 | 3 | 3 | 3 | 1 | 1 | 0 | 15 | 5720 | 8110 | 21 | 33.6 | 7 | 15 | 0
AMM-SU-2884 | SU | Monopole / greenfield | D-RAN | 3 | 3 | 0 | 3 | 3 | 3 | 1 | 1 | 0 | 15 | 5720 | 8110 | 21 | 33.6 | 7 | 15 | 0
AMM-SU-2885 | SU | Monopole / greenfield | D-RAN | 3 | 3 | 0 | 3 | 3 | 3 | 1 | 1 | 0 | 15 | 5720 | 8110 | 21 | 33.6 | 7 | 15 | 0
AMM-SU-2886 | SU | Monopole / greenfield | D-RAN | 3 | 3 | 0 | 3 | 3 | 3 | 1 | 1 | 0 | 15 | 5720 | 8110 | 21 | 33.6 | 7 | 15 | 0
AMM-SU-2887 | SU | Monopole / greenfield | D-RAN | 3 | 3 | 0 | 3 | 3 | 3 | 1 | 1 | 0 | 15 | 5720 | 8110 | 21 | 33.6 | 7 | 15 | 0
AMM-SU-2888 | SU | Monopole / greenfield | D-RAN | 3 | 3 | 0 | 3 | 3 | 3 | 1 | 1 | 0 | 15 | 5720 | 8110 | 21 | 33.6 | 7 | 15 | 0
AMM-SU-2889 | SU | Monopole / greenfield | D-RAN | 3 | 3 | 0 | 3 | 3 | 3 | 1 | 1 | 0 | 15 | 5720 | 8110 | 21 | 33.6 | 7 | 15 | 0
AMM-SU-2890 | SU | Rooftop | D-RAN | 3 | 3 | 0 | 3 | 3 | 3 | 1 | 1 | 0 | 15 | 5720 | 8110 | 21 | 33.6 | 7 | 15 | 0
AMM-SU-2891 | SU | Rooftop | D-RAN | 3 | 3 | 0 | 3 | 3 | 3 | 1 | 1 | 0 | 15 | 5720 | 8110 | 21 | 33.6 | 7 | 15 | 0
AMM-SU-2892 | SU | Rooftop | D-RAN | 3 | 3 | 0 | 3 | 3 | 3 | 1 | 1 | 0 | 15 | 5720 | 8110 | 21 | 33.6 | 7 | 15 | 0
AMM-SU-2893 | SU | Rooftop | D-RAN | 3 | 3 | 0 | 3 | 3 | 3 | 1 | 1 | 0 | 15 | 5720 | 8110 | 21 | 33.6 | 7 | 15 | 0
AMM-SU-2894 | SU | Rooftop | C-RAN | 3 | 3 | 0 | 3 | 3 | 3 | 0 | 0 | 1 | 15 | 5310 | 7540 | 18 | 28.8 | 6 | 15 | 0
AMM-SU-2895 | SU | Monopole / greenfield | C-RAN | 3 | 3 | 0 | 3 | 3 | 3 | 0 | 0 | 1 | 15 | 5310 | 7540 | 18 | 28.8 | 6 | 15 | 0
AMM-SU-2896 | SU | Rooftop | C-RAN | 3 | 3 | 0 | 3 | 3 | 3 | 0 | 0 | 1 | 15 | 5310 | 7540 | 18 | 28.8 | 6 | 15 | 0
AMM-SU-2897 | SU | Rooftop | C-RAN | 3 | 3 | 0 | 3 | 3 | 3 | 0 | 0 | 1 | 15 | 5310 | 7540 | 18 | 28.8 | 6 | 15 | 0
AMM-SU-2898 | SU | Rooftop | C-RAN | 3 | 3 | 0 | 3 | 3 | 3 | 0 | 0 | 1 | 15 | 5310 | 7540 | 18 | 28.8 | 6 | 15 | 0
AMM-SU-2899 | SU | Monopole / greenfield | D-RAN | 3 | 3 | 0 | 3 | 3 | 3 | 1 | 1 | 0 | 15 | 5720 | 8110 | 21 | 33.6 | 7 | 15 | 0
AMM-SU-2900 | SU | Monopole / greenfield | D-RAN | 3 | 3 | 0 | 3 | 3 | 3 | 1 | 1 | 0 | 15 | 5720 | 8110 | 21 | 33.6 | 7 | 15 | 0
AMM-SU-2901 | SU | Monopole / greenfield | D-RAN | 3 | 3 | 0 | 3 | 3 | 3 | 1 | 1 | 0 | 15 | 5720 | 8110 | 21 | 33.6 | 7 | 15 | 0
AMM-SU-2902 | SU | Monopole / greenfield | D-RAN | 3 | 3 | 0 | 3 | 3 | 3 | 1 | 1 | 0 | 15 | 5720 | 8110 | 21 | 33.6 | 7 | 15 | 0
AMM-SU-2903 | SU | Monopole / greenfield | D-RAN | 3 | 3 | 0 | 3 | 3 | 3 | 1 | 1 | 0 | 15 | 5720 | 8110 | 21 | 33.6 | 7 | 15 | 0
AMM-SU-2904 | SU | Rooftop | D-RAN | 3 | 3 | 0 | 3 | 3 | 3 | 1 | 1 | 0 | 15 | 5720 | 8110 | 21 | 33.6 | 7 | 15 | 0
AMM-SU-2905 | SU | Rooftop | D-RAN | 3 | 3 | 0 | 3 | 3 | 3 | 1 | 1 | 0 | 15 | 5720 | 8110 | 21 | 33.6 | 7 | 15 | 0
AMM-SU-2906 | SU | Rooftop | D-RAN | 3 | 3 | 0 | 3 | 3 | 3 | 1 | 1 | 0 | 15 | 5720 | 8110 | 21 | 33.6 | 7 | 15 | 0
AMM-SU-2907 | SU | Rooftop | D-RAN | 3 | 3 | 0 | 3 | 3 | 3 | 1 | 1 | 0 | 15 | 5720 | 8110 | 21 | 33.6 | 7 | 15 | 0
AMM-SU-2908 | SU | Monopole / greenfield | D-RAN | 3 | 3 | 0 | 3 | 3 | 3 | 1 | 1 | 0 | 15 | 5720 | 8110 | 21 | 33.6 | 7 | 15 | 0
AMM-SU-2909 | SU | Monopole / greenfield | C-RAN | 3 | 3 | 0 | 3 | 3 | 3 | 0 | 0 | 1 | 15 | 5310 | 7540 | 18 | 28.8 | 6 | 15 | 0
AMM-SU-2910 | SU | Monopole / greenfield | C-RAN | 3 | 3 | 0 | 3 | 3 | 3 | 0 | 0 | 1 | 15 | 5310 | 7540 | 18 | 28.8 | 6 | 15 | 0
AMM-SU-2911 | SU | Monopole / greenfield | C-RAN | 3 | 3 | 0 | 3 | 3 | 3 | 0 | 0 | 1 | 15 | 5310 | 7540 | 18 | 28.8 | 6 | 15 | 0
AMM-SU-2912 | SU | Monopole / greenfield | C-RAN | 3 | 3 | 0 | 3 | 3 | 3 | 0 | 0 | 1 | 15 | 5310 | 7540 | 18 | 28.8 | 6 | 15 | 0
AMM-SU-2913 | SU | Rooftop | C-RAN | 3 | 3 | 0 | 3 | 3 | 3 | 0 | 0 | 1 | 15 | 5310 | 7540 | 18 | 28.8 | 6 | 15 | 0
AMM-SU-2914 | SU | Rooftop | C-RAN | 3 | 3 | 0 | 3 | 3 | 3 | 0 | 0 | 1 | 15 | 5310 | 7540 | 18 | 28.8 | 6 | 15 | 0
AMM-SU-2915 | SU | Monopole / greenfield | D-RAN | 3 | 3 | 0 | 3 | 3 | 3 | 1 | 1 | 0 | 15 | 5720 | 8110 | 21 | 33.6 | 7 | 15 | 0
AMM-SU-2916 | SU | Rooftop | D-RAN | 3 | 3 | 0 | 3 | 3 | 3 | 1 | 1 | 0 | 15 | 5720 | 8110 | 21 | 33.6 | 7 | 15 | 0
AMM-SU-2917 | SU | Monopole / greenfield | D-RAN | 3 | 3 | 0 | 3 | 3 | 3 | 1 | 1 | 0 | 15 | 5720 | 8110 | 21 | 33.6 | 7 | 15 | 0
AMM-SU-2918 | SU | Monopole / greenfield | D-RAN | 3 | 3 | 0 | 3 | 3 | 3 | 1 | 1 | 0 | 15 | 5720 | 8110 | 21 | 33.6 | 7 | 15 | 0
AMM-SU-2919 | SU | Monopole / greenfield | D-RAN | 3 | 3 | 0 | 3 | 3 | 3 | 1 | 1 | 0 | 15 | 5720 | 8110 | 21 | 33.6 | 7 | 15 | 0
AMM-SU-2920 | SU | Monopole / greenfield | D-RAN | 3 | 3 | 0 | 3 | 3 | 3 | 1 | 1 | 0 | 15 | 5720 | 8110 | 21 | 33.6 | 7 | 15 | 0
SAL-SU-0083 | SU | Monopole / greenfield | C-RAN | 3 | 3 | 0 | 3 | 3 | 3 | 0 | 0 | 1 | 15 | 5310 | 7540 | 18 | 28.8 | 6 | 15 | 0
SAL-SU-0084 | SU | Monopole / greenfield | C-RAN | 3 | 3 | 0 | 3 | 3 | 3 | 0 | 0 | 1 | 15 | 5310 | 7540 | 18 | 28.8 | 6 | 15 | 0
SAL-SU-0085 | SU | Monopole / greenfield | C-RAN | 3 | 3 | 0 | 3 | 3 | 3 | 0 | 0 | 1 | 15 | 5310 | 7540 | 18 | 28.8 | 6 | 15 | 0
SAL-SU-0086 | SU | Monopole / greenfield | C-RAN | 3 | 3 | 0 | 3 | 3 | 3 | 0 | 0 | 1 | 15 | 5310 | 7540 | 18 | 28.8 | 6 | 15 | 0
SAL-SU-0087 | SU | Monopole / greenfield | C-RAN | 3 | 3 | 0 | 3 | 3 | 3 | 0 | 0 | 1 | 15 | 5310 | 7540 | 18 | 28.8 | 6 | 15 | 0
AMM-SU-2921 | SU | Monopole / greenfield | D-RAN | 3 | 3 | 0 | 3 | 3 | 3 | 1 | 1 | 0 | 15 | 5720 | 8110 | 21 | 33.6 | 7 | 15 | 0
AMM-SU-2922 | SU | Monopole / greenfield | D-RAN | 3 | 3 | 0 | 3 | 3 | 3 | 1 | 1 | 0 | 15 | 5720 | 8110 | 21 | 33.6 | 7 | 15 | 0
AMM-SU-2923 | SU | Monopole / greenfield | D-RAN | 3 | 3 | 0 | 3 | 3 | 3 | 1 | 1 | 0 | 15 | 5720 | 8110 | 21 | 33.6 | 7 | 15 | 0
AMM-SU-2924 | SU | Monopole / greenfield | D-RAN | 3 | 3 | 0 | 3 | 3 | 3 | 1 | 1 | 0 | 15 | 5720 | 8110 | 21 | 33.6 | 7 | 15 | 0
AMM-SU-2925 | SU | Monopole / greenfield | D-RAN | 3 | 3 | 0 | 3 | 3 | 3 | 1 | 1 | 0 | 15 | 5720 | 8110 | 21 | 33.6 | 7 | 15 | 0
AMM-SU-2926 | SU | Monopole / greenfield | C-RAN | 3 | 3 | 0 | 3 | 3 | 3 | 0 | 0 | 1 | 15 | 5310 | 7540 | 18 | 28.8 | 6 | 15 | 0
AMM-SU-2927 | SU | Monopole / greenfield | C-RAN | 3 | 3 | 0 | 3 | 3 | 3 | 0 | 0 | 1 | 15 | 5310 | 7540 | 18 | 28.8 | 6 | 15 | 0
AMM-SU-2928 | SU | Monopole / greenfield | C-RAN | 3 | 3 | 0 | 3 | 3 | 3 | 0 | 0 | 1 | 15 | 5310 | 7540 | 18 | 28.8 | 6 | 15 | 0
AMM-SU-2929 | SU | Monopole / greenfield | D-RAN | 3 | 3 | 0 | 3 | 3 | 3 | 1 | 1 | 0 | 15 | 5720 | 8110 | 21 | 33.6 | 7 | 15 | 0
AMM-SU-2930 | SU | Monopole / greenfield | D-RAN | 3 | 3 | 0 | 3 | 3 | 3 | 1 | 1 | 0 | 15 | 5720 | 8110 | 21 | 33.6 | 7 | 15 | 0
AMM-SU-2931 | SU | Monopole / greenfield | D-RAN | 3 | 3 | 0 | 3 | 3 | 3 | 1 | 1 | 0 | 15 | 5720 | 8110 | 21 | 33.6 | 7 | 15 | 0
AMM-SU-2932 | SU | Monopole / greenfield | D-RAN | 3 | 3 | 0 | 3 | 3 | 3 | 1 | 1 | 0 | 15 | 5720 | 8110 | 21 | 33.6 | 7 | 15 | 0
AMM-SU-2933 | SU | Monopole / greenfield | D-RAN | 3 | 3 | 0 | 3 | 3 | 3 | 1 | 1 | 0 | 15 | 5720 | 8110 | 21 | 33.6 | 7 | 15 | 0
AMM-SU-2934 | SU | Rooftop | D-RAN | 3 | 3 | 0 | 3 | 3 | 3 | 1 | 1 | 0 | 15 | 5720 | 8110 | 21 | 33.6 | 7 | 15 | 0
AMM-SU-2935 | SU | Rooftop | D-RAN | 3 | 3 | 0 | 3 | 3 | 3 | 1 | 1 | 0 | 15 | 5720 | 8110 | 21 | 33.6 | 7 | 15 | 0
AMM-SU-2936 | SU | Rooftop | D-RAN | 3 | 3 | 0 | 3 | 3 | 3 | 1 | 1 | 0 | 15 | 5720 | 8110 | 21 | 33.6 | 7 | 15 | 0
AMM-SU-2937 | SU | Monopole / greenfield | D-RAN | 3 | 3 | 0 | 3 | 3 | 3 | 1 | 1 | 0 | 15 | 5720 | 8110 | 21 | 33.6 | 7 | 15 | 0
AMM-SU-2938 | SU | Monopole / greenfield | D-RAN | 3 | 3 | 0 | 3 | 3 | 3 | 1 | 1 | 0 | 15 | 5720 | 8110 | 21 | 33.6 | 7 | 15 | 0
AMM-SU-2939 | SU | Monopole / greenfield | D-RAN | 3 | 3 | 0 | 3 | 3 | 3 | 1 | 1 | 0 | 15 | 5720 | 8110 | 21 | 33.6 | 7 | 15 | 0
AMM-SU-2940 | SU | Monopole / greenfield | D-RAN | 3 | 3 | 0 | 3 | 3 | 3 | 1 | 1 | 0 | 15 | 5720 | 8110 | 21 | 33.6 | 7 | 15 | 0
AMM-SU-2941 | SU | Monopole / greenfield | D-RAN | 3 | 3 | 0 | 3 | 3 | 3 | 1 | 1 | 0 | 15 | 5720 | 8110 | 21 | 33.6 | 7 | 15 | 0
AMM-SU-2942 | SU | Monopole / greenfield | D-RAN | 3 | 3 | 0 | 3 | 3 | 3 | 1 | 1 | 0 | 15 | 5720 | 8110 | 21 | 33.6 | 7 | 15 | 0
SAL-SU-0088 | SU | Monopole / greenfield | C-RAN | 3 | 3 | 0 | 3 | 3 | 3 | 0 | 0 | 1 | 15 | 5310 | 7540 | 18 | 28.8 | 6 | 15 | 0
SAL-SU-0089 | SU | Monopole / greenfield | C-RAN | 3 | 3 | 0 | 3 | 3 | 3 | 0 | 0 | 1 | 15 | 5310 | 7540 | 18 | 28.8 | 6 | 15 | 0
SAL-SU-0090 | SU | Monopole / greenfield | C-RAN | 3 | 3 | 0 | 3 | 3 | 3 | 0 | 0 | 1 | 15 | 5310 | 7540 | 18 | 28.8 | 6 | 15 | 0
SAL-SU-0091 | SU | Monopole / greenfield | C-RAN | 3 | 3 | 0 | 3 | 3 | 3 | 0 | 0 | 1 | 15 | 5310 | 7540 | 18 | 28.8 | 6 | 15 | 0
SAL-SU-0092 | SU | Monopole / greenfield | C-RAN | 3 | 3 | 0 | 3 | 3 | 3 | 0 | 0 | 1 | 15 | 5310 | 7540 | 18 | 28.8 | 6 | 15 | 0
SAL-SU-0093 | SU | Monopole / greenfield | C-RAN | 3 | 3 | 0 | 3 | 3 | 3 | 0 | 0 | 1 | 15 | 5310 | 7540 | 18 | 28.8 | 6 | 15 | 0
SAL-SU-0094 | SU | Monopole / greenfield | C-RAN | 3 | 3 | 0 | 3 | 3 | 3 | 0 | 0 | 1 | 15 | 5310 | 7540 | 18 | 28.8 | 6 | 15 | 0
SAL-SU-0095 | SU | Monopole / greenfield | C-RAN | 3 | 3 | 0 | 3 | 3 | 3 | 0 | 0 | 1 | 15 | 5310 | 7540 | 18 | 28.8 | 6 | 15 | 0
AMM-SU-2943 | SU | Monopole / greenfield | D-RAN | 3 | 3 | 0 | 3 | 3 | 3 | 1 | 1 | 0 | 15 | 5720 | 8110 | 21 | 33.6 | 7 | 15 | 0
AMM-SU-2944 | SU | Monopole / greenfield | D-RAN | 3 | 3 | 0 | 3 | 3 | 3 | 1 | 1 | 0 | 15 | 5720 | 8110 | 21 | 33.6 | 7 | 15 | 0
AMM-SU-2945 | SU | Monopole / greenfield | D-RAN | 3 | 3 | 0 | 3 | 3 | 3 | 1 | 1 | 0 | 15 | 5720 | 8110 | 21 | 33.6 | 7 | 15 | 0
AMM-SU-2946 | SU | Monopole / greenfield | D-RAN | 3 | 3 | 0 | 3 | 3 | 3 | 1 | 1 | 0 | 15 | 5720 | 8110 | 21 | 33.6 | 7 | 15 | 0
AMM-SU-2947 | SU | Monopole / greenfield | D-RAN | 3 | 3 | 0 | 3 | 3 | 3 | 1 | 1 | 0 | 15 | 5720 | 8110 | 21 | 33.6 | 7 | 15 | 0
AMM-SU-2948 | SU | Monopole / greenfield | D-RAN | 3 | 3 | 0 | 3 | 3 | 3 | 1 | 1 | 0 | 15 | 5720 | 8110 | 21 | 33.6 | 7 | 15 | 0
AMM-SU-2949 | SU | Monopole / greenfield | C-RAN | 3 | 3 | 0 | 3 | 3 | 3 | 0 | 0 | 1 | 15 | 5310 | 7540 | 18 | 28.8 | 6 | 15 | 0
AMM-SU-2950 | SU | Monopole / greenfield | C-RAN | 3 | 3 | 0 | 3 | 3 | 3 | 0 | 0 | 1 | 15 | 5310 | 7540 | 18 | 28.8 | 6 | 15 | 0
AMM-SU-2951 | SU | Monopole / greenfield | D-RAN | 3 | 3 | 0 | 3 | 3 | 3 | 1 | 1 | 0 | 15 | 5720 | 8110 | 21 | 33.6 | 7 | 15 | 0
AMM-SU-2952 | SU | Monopole / greenfield | D-RAN | 3 | 3 | 0 | 3 | 3 | 3 | 1 | 1 | 0 | 15 | 5720 | 8110 | 21 | 33.6 | 7 | 15 | 0
AMM-SU-2953 | SU | Monopole / greenfield | D-RAN | 3 | 3 | 0 | 3 | 3 | 3 | 1 | 1 | 0 | 15 | 5720 | 8110 | 21 | 33.6 | 7 | 15 | 0
AMM-SU-2954 | SU | Monopole / greenfield | D-RAN | 3 | 3 | 0 | 3 | 3 | 3 | 1 | 1 | 0 | 15 | 5720 | 8110 | 21 | 33.6 | 7 | 15 | 0
AMM-SU-2955 | SU | Monopole / greenfield | D-RAN | 3 | 3 | 0 | 3 | 3 | 3 | 1 | 1 | 0 | 15 | 5720 | 8110 | 21 | 33.6 | 7 | 15 | 0
AMM-SU-2956 | SU | Monopole / greenfield | D-RAN | 3 | 3 | 0 | 3 | 3 | 3 | 1 | 1 | 0 | 15 | 5720 | 8110 | 21 | 33.6 | 7 | 15 | 0
AMM-SU-2957 | SU | Monopole / greenfield | D-RAN | 3 | 3 | 0 | 3 | 3 | 3 | 1 | 1 | 0 | 15 | 5720 | 8110 | 21 | 33.6 | 7 | 15 | 0
AMM-SU-2958 | SU | Rooftop | D-RAN | 3 | 3 | 0 | 3 | 3 | 3 | 1 | 1 | 0 | 15 | 5720 | 8110 | 21 | 33.6 | 7 | 15 | 0
AMM-SU-2959 | SU | Rooftop | D-RAN | 3 | 3 | 0 | 3 | 3 | 3 | 1 | 1 | 0 | 15 | 5720 | 8110 | 21 | 33.6 | 7 | 15 | 0
AMM-SU-2960 | SU | Rooftop | D-RAN | 3 | 3 | 0 | 3 | 3 | 3 | 1 | 1 | 0 | 15 | 5720 | 8110 | 21 | 33.6 | 7 | 15 | 0
AMM-SU-2961 | SU | Monopole / greenfield | D-RAN | 3 | 3 | 0 | 3 | 3 | 3 | 1 | 1 | 0 | 15 | 5720 | 8110 | 21 | 33.6 | 7 | 15 | 0
AMM-SU-2962 | SU | Monopole / greenfield | D-RAN | 3 | 3 | 0 | 3 | 3 | 3 | 1 | 1 | 0 | 15 | 5720 | 8110 | 21 | 33.6 | 7 | 15 | 0
AMM-SU-2963 | SU | Monopole / greenfield | D-RAN | 3 | 3 | 0 | 3 | 3 | 3 | 1 | 1 | 0 | 15 | 5720 | 8110 | 21 | 33.6 | 7 | 15 | 0
AMM-SU-2964 | SU | Monopole / greenfield | D-RAN | 3 | 3 | 0 | 3 | 3 | 3 | 1 | 1 | 0 | 15 | 5720 | 8110 | 21 | 33.6 | 7 | 15 | 0
AMM-SU-2965 | SU | Monopole / greenfield | D-RAN | 3 | 3 | 0 | 3 | 3 | 3 | 1 | 1 | 0 | 15 | 5720 | 8110 | 21 | 33.6 | 7 | 15 | 0
AMM-SU-2966 | SU | Monopole / greenfield | D-RAN | 3 | 3 | 0 | 3 | 3 | 3 | 1 | 1 | 0 | 15 | 5720 | 8110 | 21 | 33.6 | 7 | 15 | 0
AMM-SU-2967 | SU | Monopole / greenfield | D-RAN | 3 | 3 | 0 | 3 | 3 | 3 | 1 | 1 | 0 | 15 | 5720 | 8110 | 21 | 33.6 | 7 | 15 | 0
SAL-SU-0096 | SU | Monopole / greenfield | C-RAN | 3 | 3 | 0 | 3 | 3 | 3 | 0 | 0 | 1 | 15 | 5310 | 7540 | 18 | 28.8 | 6 | 15 | 0
SAL-SU-0097 | SU | Monopole / greenfield | C-RAN | 3 | 3 | 0 | 3 | 3 | 3 | 0 | 0 | 1 | 15 | 5310 | 7540 | 18 | 28.8 | 6 | 15 | 0
SAL-SU-0098 | SU | Monopole / greenfield | C-RAN | 3 | 3 | 0 | 3 | 3 | 3 | 0 | 0 | 1 | 15 | 5310 | 7540 | 18 | 28.8 | 6 | 15 | 0
SAL-SU-0099 | SU | Monopole / greenfield | C-RAN | 3 | 3 | 0 | 3 | 3 | 3 | 0 | 0 | 1 | 15 | 5310 | 7540 | 18 | 28.8 | 6 | 15 | 0
SAL-SU-0100 | SU | Monopole / greenfield | C-RAN | 3 | 3 | 0 | 3 | 3 | 3 | 0 | 0 | 1 | 15 | 5310 | 7540 | 18 | 28.8 | 6 | 15 | 0
SAL-SU-0101 | SU | Monopole / greenfield | C-RAN | 3 | 3 | 0 | 3 | 3 | 3 | 0 | 0 | 1 | 15 | 5310 | 7540 | 18 | 28.8 | 6 | 15 | 0
AMM-SU-2968 | SU | Monopole / greenfield | D-RAN | 3 | 3 | 0 | 3 | 3 | 3 | 1 | 1 | 0 | 15 | 5720 | 8110 | 21 | 33.6 | 7 | 15 | 0
AMM-SU-2969 | SU | Monopole / greenfield | D-RAN | 3 | 3 | 0 | 3 | 3 | 3 | 1 | 1 | 0 | 15 | 5720 | 8110 | 21 | 33.6 | 7 | 15 | 0
AMM-SU-2970 | SU | Monopole / greenfield | D-RAN | 3 | 3 | 0 | 3 | 3 | 3 | 1 | 1 | 0 | 15 | 5720 | 8110 | 21 | 33.6 | 7 | 15 | 0
AMM-SU-2971 | SU | Monopole / greenfield | D-RAN | 3 | 3 | 0 | 3 | 3 | 3 | 1 | 1 | 0 | 15 | 5720 | 8110 | 21 | 33.6 | 7 | 15 | 0
AMM-SU-2972 | SU | Monopole / greenfield | D-RAN | 3 | 3 | 0 | 3 | 3 | 3 | 1 | 1 | 0 | 15 | 5720 | 8110 | 21 | 33.6 | 7 | 15 | 0
AMM-SU-2973 | SU | Monopole / greenfield | D-RAN | 3 | 3 | 0 | 3 | 3 | 3 | 1 | 1 | 0 | 15 | 5720 | 8110 | 21 | 33.6 | 7 | 15 | 0
AMM-SU-2974 | SU | Rooftop | C-RAN | 3 | 3 | 0 | 3 | 3 | 3 | 0 | 0 | 1 | 15 | 5310 | 7540 | 18 | 28.8 | 6 | 15 | 0
AMM-SU-2975 | SU | Monopole / greenfield | C-RAN | 3 | 3 | 0 | 3 | 3 | 3 | 0 | 0 | 1 | 15 | 5310 | 7540 | 18 | 28.8 | 6 | 15 | 0
AMM-SU-2976 | SU | Monopole / greenfield | C-RAN | 3 | 3 | 0 | 3 | 3 | 3 | 0 | 0 | 1 | 15 | 5310 | 7540 | 18 | 28.8 | 6 | 15 | 0
AMM-SU-2977 | SU | Monopole / greenfield | D-RAN | 3 | 3 | 0 | 3 | 3 | 3 | 1 | 1 | 0 | 15 | 5720 | 8110 | 21 | 33.6 | 7 | 15 | 0
AMM-SU-2978 | SU | Monopole / greenfield | D-RAN | 3 | 3 | 0 | 3 | 3 | 3 | 1 | 1 | 0 | 15 | 5720 | 8110 | 21 | 33.6 | 7 | 15 | 0
AMM-SU-2979 | SU | Monopole / greenfield | D-RAN | 3 | 3 | 0 | 3 | 3 | 3 | 1 | 1 | 0 | 15 | 5720 | 8110 | 21 | 33.6 | 7 | 15 | 0
AMM-SU-2980 | SU | Monopole / greenfield | D-RAN | 3 | 3 | 0 | 3 | 3 | 3 | 1 | 1 | 0 | 15 | 5720 | 8110 | 21 | 33.6 | 7 | 15 | 0
AMM-SU-2981 | SU | Monopole / greenfield | D-RAN | 3 | 3 | 0 | 3 | 3 | 3 | 1 | 1 | 0 | 15 | 5720 | 8110 | 21 | 33.6 | 7 | 15 | 0
AMM-SU-2982 | SU | Monopole / greenfield | D-RAN | 3 | 3 | 0 | 3 | 3 | 3 | 1 | 1 | 0 | 15 | 5720 | 8110 | 21 | 33.6 | 7 | 15 | 0
AMM-SU-2983 | SU | Monopole / greenfield | D-RAN | 3 | 3 | 0 | 3 | 3 | 3 | 1 | 1 | 0 | 15 | 5720 | 8110 | 21 | 33.6 | 7 | 15 | 0
AMM-SU-2984 | SU | Rooftop | D-RAN | 3 | 3 | 0 | 3 | 3 | 3 | 1 | 1 | 0 | 15 | 5720 | 8110 | 21 | 33.6 | 7 | 15 | 0
AMM-SU-2985 | SU | Rooftop | D-RAN | 3 | 3 | 0 | 3 | 3 | 3 | 1 | 1 | 0 | 15 | 5720 | 8110 | 21 | 33.6 | 7 | 15 | 0
AMM-SU-2986 | SU | Rooftop | C-RAN | 3 | 3 | 0 | 3 | 3 | 3 | 0 | 0 | 1 | 15 | 5310 | 7540 | 18 | 28.8 | 6 | 15 | 0
AMM-SU-2987 | SU | Monopole / greenfield | C-RAN | 3 | 3 | 0 | 3 | 3 | 3 | 0 | 0 | 1 | 15 | 5310 | 7540 | 18 | 28.8 | 6 | 15 | 0
AMM-SU-2988 | SU | Rooftop | C-RAN | 3 | 3 | 0 | 3 | 3 | 3 | 0 | 0 | 1 | 15 | 5310 | 7540 | 18 | 28.8 | 6 | 15 | 0
AMM-SU-2989 | SU | Rooftop | C-RAN | 3 | 3 | 0 | 3 | 3 | 3 | 0 | 0 | 1 | 15 | 5310 | 7540 | 18 | 28.8 | 6 | 15 | 0
AMM-SU-2990 | SU | Monopole / greenfield | D-RAN | 3 | 3 | 0 | 3 | 3 | 3 | 1 | 1 | 0 | 15 | 5720 | 8110 | 21 | 33.6 | 7 | 15 | 0
AMM-SU-2991 | SU | Monopole / greenfield | D-RAN | 3 | 3 | 0 | 3 | 3 | 3 | 1 | 1 | 0 | 15 | 5720 | 8110 | 21 | 33.6 | 7 | 15 | 0
AMM-SU-2992 | SU | Monopole / greenfield | D-RAN | 3 | 3 | 0 | 3 | 3 | 3 | 1 | 1 | 0 | 15 | 5720 | 8110 | 21 | 33.6 | 7 | 15 | 0
AMM-SU-2993 | SU | Monopole / greenfield | D-RAN | 3 | 3 | 0 | 3 | 3 | 3 | 1 | 1 | 0 | 15 | 5720 | 8110 | 21 | 33.6 | 7 | 15 | 0
AMM-SU-2994 | SU | Monopole / greenfield | D-RAN | 3 | 3 | 0 | 3 | 3 | 3 | 1 | 1 | 0 | 15 | 5720 | 8110 | 21 | 33.6 | 7 | 15 | 0
SAL-SU-0102 | SU | Monopole / greenfield | C-RAN | 3 | 3 | 0 | 3 | 3 | 3 | 0 | 0 | 1 | 15 | 5310 | 7540 | 18 | 28.8 | 6 | 15 | 0
SAL-SU-0103 | SU | Monopole / greenfield | C-RAN | 3 | 3 | 0 | 3 | 3 | 3 | 0 | 0 | 1 | 15 | 5310 | 7540 | 18 | 28.8 | 6 | 15 | 0
SAL-SU-0104 | SU | Monopole / greenfield | C-RAN | 3 | 3 | 0 | 3 | 3 | 3 | 0 | 0 | 1 | 15 | 5310 | 7540 | 18 | 28.8 | 6 | 15 | 0
AMM-SU-2995 | SU | Monopole / greenfield | D-RAN | 3 | 3 | 0 | 3 | 3 | 3 | 1 | 1 | 0 | 15 | 5720 | 8110 | 21 | 33.6 | 7 | 15 | 0
AMM-SU-2996 | SU | Monopole / greenfield | D-RAN | 3 | 3 | 0 | 3 | 3 | 3 | 1 | 1 | 0 | 15 | 5720 | 8110 | 21 | 33.6 | 7 | 15 | 0
AMM-SU-2997 | SU | Monopole / greenfield | D-RAN | 3 | 3 | 0 | 3 | 3 | 3 | 1 | 1 | 0 | 15 | 5720 | 8110 | 21 | 33.6 | 7 | 15 | 0
AMM-SU-2998 | SU | Monopole / greenfield | D-RAN | 3 | 3 | 0 | 3 | 3 | 3 | 1 | 1 | 0 | 15 | 5720 | 8110 | 21 | 33.6 | 7 | 15 | 0
AMM-SU-2999 | SU | Monopole / greenfield | D-RAN | 3 | 3 | 0 | 3 | 3 | 3 | 1 | 1 | 0 | 15 | 5720 | 8110 | 21 | 33.6 | 7 | 15 | 0
AMM-SU-3000 | SU | Monopole / greenfield | D-RAN | 3 | 3 | 0 | 3 | 3 | 3 | 1 | 1 | 0 | 15 | 5720 | 8110 | 21 | 33.6 | 7 | 15 | 0
AMM-SU-3001 | SU | Monopole / greenfield | C-RAN | 3 | 3 | 0 | 3 | 3 | 3 | 0 | 0 | 1 | 15 | 5310 | 7540 | 18 | 28.8 | 6 | 15 | 0
AMM-SU-3002 | SU | Rooftop | C-RAN | 3 | 3 | 0 | 3 | 3 | 3 | 0 | 0 | 1 | 15 | 5310 | 7540 | 18 | 28.8 | 6 | 15 | 0
AMM-SU-3003 | SU | Monopole / greenfield | C-RAN | 3 | 3 | 0 | 3 | 3 | 3 | 0 | 0 | 1 | 15 | 5310 | 7540 | 18 | 28.8 | 6 | 15 | 0
AMM-SU-3004 | SU | Monopole / greenfield | C-RAN | 3 | 3 | 0 | 3 | 3 | 3 | 0 | 0 | 1 | 15 | 5310 | 7540 | 18 | 28.8 | 6 | 15 | 0
AMM-SU-3005 | SU | Monopole / greenfield | D-RAN | 3 | 3 | 0 | 3 | 3 | 3 | 1 | 1 | 0 | 15 | 5720 | 8110 | 21 | 33.6 | 7 | 15 | 0
AMM-SU-3006 | SU | Monopole / greenfield | D-RAN | 3 | 3 | 0 | 3 | 3 | 3 | 1 | 1 | 0 | 15 | 5720 | 8110 | 21 | 33.6 | 7 | 15 | 0
AMM-SU-3007 | SU | Monopole / greenfield | D-RAN | 3 | 3 | 0 | 3 | 3 | 3 | 1 | 1 | 0 | 15 | 5720 | 8110 | 21 | 33.6 | 7 | 15 | 0
AMM-SU-3008 | SU | Monopole / greenfield | D-RAN | 3 | 3 | 0 | 3 | 3 | 3 | 1 | 1 | 0 | 15 | 5720 | 8110 | 21 | 33.6 | 7 | 15 | 0
AMM-SU-3009 | SU | Monopole / greenfield | D-RAN | 3 | 3 | 0 | 3 | 3 | 3 | 1 | 1 | 0 | 15 | 5720 | 8110 | 21 | 33.6 | 7 | 15 | 0
AMM-SU-3010 | SU | Monopole / greenfield | D-RAN | 3 | 3 | 0 | 3 | 3 | 3 | 1 | 1 | 0 | 15 | 5720 | 8110 | 21 | 33.6 | 7 | 15 | 0
AMM-SU-3011 | SU | Monopole / greenfield | D-RAN | 3 | 3 | 0 | 3 | 3 | 3 | 1 | 1 | 0 | 15 | 5720 | 8110 | 21 | 33.6 | 7 | 15 | 0
AMM-SU-3012 | SU | Monopole / greenfield | D-RAN | 3 | 3 | 0 | 3 | 3 | 3 | 1 | 1 | 0 | 15 | 5720 | 8110 | 21 | 33.6 | 7 | 15 | 0
AMM-SU-3013 | SU | Rooftop | D-RAN | 3 | 3 | 0 | 3 | 3 | 3 | 1 | 1 | 0 | 15 | 5720 | 8110 | 21 | 33.6 | 7 | 15 | 0
AMM-SU-3014 | SU | Monopole / greenfield | D-RAN | 3 | 3 | 0 | 3 | 3 | 3 | 1 | 1 | 0 | 15 | 5720 | 8110 | 21 | 33.6 | 7 | 15 | 0
AMM-SU-3015 | SU | Monopole / greenfield | D-RAN | 3 | 3 | 0 | 3 | 3 | 3 | 1 | 1 | 0 | 15 | 5720 | 8110 | 21 | 33.6 | 7 | 15 | 0
AMM-SU-3016 | SU | Monopole / greenfield | D-RAN | 3 | 3 | 0 | 3 | 3 | 3 | 1 | 1 | 0 | 15 | 5720 | 8110 | 21 | 33.6 | 7 | 15 | 0
SAL-SU-0105 | SU | Monopole / greenfield | C-RAN | 3 | 3 | 0 | 3 | 3 | 3 | 0 | 0 | 1 | 15 | 5310 | 7540 | 18 | 28.8 | 6 | 15 | 0
SAL-SU-0106 | SU | Monopole / greenfield | C-RAN | 3 | 3 | 0 | 3 | 3 | 3 | 0 | 0 | 1 | 15 | 5310 | 7540 | 18 | 28.8 | 6 | 15 | 0
SAL-SU-0107 | SU | Monopole / greenfield | C-RAN | 3 | 3 | 0 | 3 | 3 | 3 | 0 | 0 | 1 | 15 | 5310 | 7540 | 18 | 28.8 | 6 | 15 | 0
AMM-SU-3017 | SU | Monopole / greenfield | D-RAN | 3 | 3 | 0 | 3 | 3 | 3 | 1 | 1 | 0 | 15 | 5720 | 8110 | 21 | 33.6 | 7 | 15 | 0
AMM-SU-3018 | SU | Monopole / greenfield | D-RAN | 3 | 3 | 0 | 3 | 3 | 3 | 1 | 1 | 0 | 15 | 5720 | 8110 | 21 | 33.6 | 7 | 15 | 0
AMM-SU-3019 | SU | Monopole / greenfield | D-RAN | 3 | 3 | 0 | 3 | 3 | 3 | 1 | 1 | 0 | 15 | 5720 | 8110 | 21 | 33.6 | 7 | 15 | 0
AMM-SU-3020 | SU | Monopole / greenfield | D-RAN | 3 | 3 | 0 | 3 | 3 | 3 | 1 | 1 | 0 | 15 | 5720 | 8110 | 21 | 33.6 | 7 | 15 | 0
AMM-SU-3021 | SU | Monopole / greenfield | D-RAN | 3 | 3 | 0 | 3 | 3 | 3 | 1 | 1 | 0 | 15 | 5720 | 8110 | 21 | 33.6 | 7 | 15 | 0
AMM-SU-3022 | SU | Monopole / greenfield | D-RAN | 3 | 3 | 0 | 3 | 3 | 3 | 1 | 1 | 0 | 15 | 5720 | 8110 | 21 | 33.6 | 7 | 15 | 0
AMM-SU-3023 | SU | Monopole / greenfield | C-RAN | 3 | 3 | 0 | 3 | 3 | 3 | 0 | 0 | 1 | 15 | 5310 | 7540 | 18 | 28.8 | 6 | 15 | 0
AMM-SU-3024 | SU | Rooftop | C-RAN | 3 | 3 | 0 | 3 | 3 | 3 | 0 | 0 | 1 | 15 | 5310 | 7540 | 18 | 28.8 | 6 | 15 | 0
AMM-SU-3025 | SU | Rooftop | D-RAN | 3 | 3 | 0 | 3 | 3 | 3 | 1 | 1 | 0 | 15 | 5720 | 8110 | 21 | 33.6 | 7 | 15 | 0
AMM-SU-3026 | SU | Monopole / greenfield | C-RAN | 3 | 3 | 0 | 3 | 3 | 3 | 0 | 0 | 1 | 15 | 5310 | 7540 | 18 | 28.8 | 6 | 15 | 0
AMM-SU-3027 | SU | Monopole / greenfield | C-RAN | 3 | 3 | 0 | 3 | 3 | 3 | 0 | 0 | 1 | 15 | 5310 | 7540 | 18 | 28.8 | 6 | 15 | 0
AMM-SU-3028 | SU | Monopole / greenfield | C-RAN | 3 | 3 | 0 | 3 | 3 | 3 | 0 | 0 | 1 | 15 | 5310 | 7540 | 18 | 28.8 | 6 | 15 | 0
AMM-SU-3029 | SU | Monopole / greenfield | D-RAN | 3 | 3 | 0 | 3 | 3 | 3 | 1 | 1 | 0 | 15 | 5720 | 8110 | 21 | 33.6 | 7 | 15 | 0
AMM-SU-3030 | SU | Monopole / greenfield | D-RAN | 3 | 3 | 0 | 3 | 3 | 3 | 1 | 1 | 0 | 15 | 5720 | 8110 | 21 | 33.6 | 7 | 15 | 0
AMM-SU-3031 | SU | Monopole / greenfield | D-RAN | 3 | 3 | 0 | 3 | 3 | 3 | 1 | 1 | 0 | 15 | 5720 | 8110 | 21 | 33.6 | 7 | 15 | 0
AMM-SU-3032 | SU | Monopole / greenfield | D-RAN | 3 | 3 | 0 | 3 | 3 | 3 | 1 | 1 | 0 | 15 | 5720 | 8110 | 21 | 33.6 | 7 | 15 | 0
AMM-SU-3033 | SU | Monopole / greenfield | D-RAN | 3 | 3 | 0 | 3 | 3 | 3 | 1 | 1 | 0 | 15 | 5720 | 8110 | 21 | 33.6 | 7 | 15 | 0
AMM-SU-3034 | SU | Monopole / greenfield | D-RAN | 3 | 3 | 0 | 3 | 3 | 3 | 1 | 1 | 0 | 15 | 5720 | 8110 | 21 | 33.6 | 7 | 15 | 0
AMM-SU-3035 | SU | Monopole / greenfield | D-RAN | 3 | 3 | 0 | 3 | 3 | 3 | 1 | 1 | 0 | 15 | 5720 | 8110 | 21 | 33.6 | 7 | 15 | 0
AMM-SU-3036 | SU | Monopole / greenfield | D-RAN | 3 | 3 | 0 | 3 | 3 | 3 | 1 | 1 | 0 | 15 | 5720 | 8110 | 21 | 33.6 | 7 | 15 | 0
AMM-SU-3037 | SU | Rooftop | D-RAN | 3 | 3 | 0 | 3 | 3 | 3 | 1 | 1 | 0 | 15 | 5720 | 8110 | 21 | 33.6 | 7 | 15 | 0
AMM-SU-3038 | SU | Rooftop | D-RAN | 3 | 3 | 0 | 3 | 3 | 3 | 1 | 1 | 0 | 15 | 5720 | 8110 | 21 | 33.6 | 7 | 15 | 0
AMM-SU-3039 | SU | Monopole / greenfield | D-RAN | 3 | 3 | 0 | 3 | 3 | 3 | 1 | 1 | 0 | 15 | 5720 | 8110 | 21 | 33.6 | 7 | 15 | 0
AMM-SU-3040 | SU | Monopole / greenfield | D-RAN | 3 | 3 | 0 | 3 | 3 | 3 | 1 | 1 | 0 | 15 | 5720 | 8110 | 21 | 33.6 | 7 | 15 | 0
AMM-SU-3041 | SU | Monopole / greenfield | D-RAN | 3 | 3 | 0 | 3 | 3 | 3 | 1 | 1 | 0 | 15 | 5720 | 8110 | 21 | 33.6 | 7 | 15 | 0
AMM-SU-3042 | SU | Monopole / greenfield | D-RAN | 3 | 3 | 0 | 3 | 3 | 3 | 1 | 1 | 0 | 15 | 5720 | 8110 | 21 | 33.6 | 7 | 15 | 0
SAL-SU-0108 | SU | Monopole / greenfield | C-RAN | 3 | 3 | 0 | 3 | 3 | 3 | 0 | 0 | 1 | 15 | 5310 | 7540 | 18 | 28.8 | 6 | 15 | 0
SAL-SU-0109 | SU | Monopole / greenfield | C-RAN | 3 | 3 | 0 | 3 | 3 | 3 | 0 | 0 | 1 | 15 | 5310 | 7540 | 18 | 28.8 | 6 | 15 | 0
SAL-SU-0110 | SU | Monopole / greenfield | C-RAN | 3 | 3 | 0 | 3 | 3 | 3 | 0 | 0 | 1 | 15 | 5310 | 7540 | 18 | 28.8 | 6 | 15 | 0
SAL-SU-0111 | SU | Monopole / greenfield | C-RAN | 3 | 3 | 0 | 3 | 3 | 3 | 0 | 0 | 1 | 15 | 5310 | 7540 | 18 | 28.8 | 6 | 15 | 0
AMM-SU-3043 | SU | Monopole / greenfield | D-RAN | 3 | 3 | 0 | 3 | 3 | 3 | 1 | 1 | 0 | 15 | 5720 | 8110 | 21 | 33.6 | 7 | 15 | 0
AMM-SU-3044 | SU | Monopole / greenfield | D-RAN | 3 | 3 | 0 | 3 | 3 | 3 | 1 | 1 | 0 | 15 | 5720 | 8110 | 21 | 33.6 | 7 | 15 | 0
AMM-SU-3045 | SU | Monopole / greenfield | D-RAN | 3 | 3 | 0 | 3 | 3 | 3 | 1 | 1 | 0 | 15 | 5720 | 8110 | 21 | 33.6 | 7 | 15 | 0
AMM-SU-3046 | SU | Monopole / greenfield | D-RAN | 3 | 3 | 0 | 3 | 3 | 3 | 1 | 1 | 0 | 15 | 5720 | 8110 | 21 | 33.6 | 7 | 15 | 0
AMM-SU-3047 | SU | Monopole / greenfield | D-RAN | 3 | 3 | 0 | 3 | 3 | 3 | 1 | 1 | 0 | 15 | 5720 | 8110 | 21 | 33.6 | 7 | 15 | 0
AMM-SU-3048 | SU | Monopole / greenfield | D-RAN | 3 | 3 | 0 | 3 | 3 | 3 | 1 | 1 | 0 | 15 | 5720 | 8110 | 21 | 33.6 | 7 | 15 | 0
AMM-SU-3049 | SU | Monopole / greenfield | D-RAN | 3 | 3 | 0 | 3 | 3 | 3 | 1 | 1 | 0 | 15 | 5720 | 8110 | 21 | 33.6 | 7 | 15 | 0
AMM-SU-3050 | SU | Rooftop | D-RAN | 3 | 3 | 0 | 3 | 3 | 3 | 1 | 1 | 0 | 15 | 5720 | 8110 | 21 | 33.6 | 7 | 15 | 0
AMM-SU-3051 | SU | Monopole / greenfield | C-RAN | 3 | 3 | 0 | 3 | 3 | 3 | 0 | 0 | 1 | 15 | 5310 | 7540 | 18 | 28.8 | 6 | 15 | 0
AMM-SU-3052 | SU | Monopole / greenfield | C-RAN | 3 | 3 | 0 | 3 | 3 | 3 | 0 | 0 | 1 | 15 | 5310 | 7540 | 18 | 28.8 | 6 | 15 | 0
AMM-SU-3053 | SU | Monopole / greenfield | C-RAN | 3 | 3 | 0 | 3 | 3 | 3 | 0 | 0 | 1 | 15 | 5310 | 7540 | 18 | 28.8 | 6 | 15 | 0
AMM-SU-3054 | SU | Monopole / greenfield | C-RAN | 3 | 3 | 0 | 3 | 3 | 3 | 0 | 0 | 1 | 15 | 5310 | 7540 | 18 | 28.8 | 6 | 15 | 0
AMM-SU-3055 | SU | Monopole / greenfield | D-RAN | 3 | 3 | 0 | 3 | 3 | 3 | 1 | 1 | 0 | 15 | 5720 | 8110 | 21 | 33.6 | 7 | 15 | 0
AMM-SU-3056 | SU | Monopole / greenfield | D-RAN | 3 | 3 | 0 | 3 | 3 | 3 | 1 | 1 | 0 | 15 | 5720 | 8110 | 21 | 33.6 | 7 | 15 | 0
AMM-SU-3057 | SU | Monopole / greenfield | D-RAN | 3 | 3 | 0 | 3 | 3 | 3 | 1 | 1 | 0 | 15 | 5720 | 8110 | 21 | 33.6 | 7 | 15 | 0
AMM-SU-3058 | SU | Monopole / greenfield | D-RAN | 3 | 3 | 0 | 3 | 3 | 3 | 1 | 1 | 0 | 15 | 5720 | 8110 | 21 | 33.6 | 7 | 15 | 0
AMM-SU-3059 | SU | Monopole / greenfield | D-RAN | 3 | 3 | 0 | 3 | 3 | 3 | 1 | 1 | 0 | 15 | 5720 | 8110 | 21 | 33.6 | 7 | 15 | 0
AMM-SU-3060 | SU | Monopole / greenfield | D-RAN | 3 | 3 | 0 | 3 | 3 | 3 | 1 | 1 | 0 | 15 | 5720 | 8110 | 21 | 33.6 | 7 | 15 | 0
AMM-SU-3061 | SU | Monopole / greenfield | D-RAN | 3 | 3 | 0 | 3 | 3 | 3 | 1 | 1 | 0 | 15 | 5720 | 8110 | 21 | 33.6 | 7 | 15 | 0
AMM-SU-3062 | SU | Monopole / greenfield | D-RAN | 3 | 3 | 0 | 3 | 3 | 3 | 1 | 1 | 0 | 15 | 5720 | 8110 | 21 | 33.6 | 7 | 15 | 0
AMM-SU-3063 | SU | Monopole / greenfield | D-RAN | 3 | 3 | 0 | 3 | 3 | 3 | 1 | 1 | 0 | 15 | 5720 | 8110 | 21 | 33.6 | 7 | 15 | 0
AMM-SU-3064 | SU | Rooftop | D-RAN | 3 | 3 | 0 | 3 | 3 | 3 | 1 | 1 | 0 | 15 | 5720 | 8110 | 21 | 33.6 | 7 | 15 | 0
AMM-SU-3065 | SU | Rooftop | D-RAN | 3 | 3 | 0 | 3 | 3 | 3 | 1 | 1 | 0 | 15 | 5720 | 8110 | 21 | 33.6 | 7 | 15 | 0
AMM-SU-3066 | SU | Rooftop | C-RAN | 3 | 3 | 0 | 3 | 3 | 3 | 0 | 0 | 1 | 15 | 5310 | 7540 | 18 | 28.8 | 6 | 15 | 0
AMM-SU-3067 | SU | Monopole / greenfield | D-RAN | 3 | 3 | 0 | 3 | 3 | 3 | 1 | 1 | 0 | 15 | 5720 | 8110 | 21 | 33.6 | 7 | 15 | 0
AMM-SU-3068 | SU | Monopole / greenfield | D-RAN | 3 | 3 | 0 | 3 | 3 | 3 | 1 | 1 | 0 | 15 | 5720 | 8110 | 21 | 33.6 | 7 | 15 | 0
AMM-SU-3069 | SU | Monopole / greenfield | D-RAN | 3 | 3 | 0 | 3 | 3 | 3 | 1 | 1 | 0 | 15 | 5720 | 8110 | 21 | 33.6 | 7 | 15 | 0
SAL-SU-0112 | SU | Monopole / greenfield | C-RAN | 3 | 3 | 0 | 3 | 3 | 3 | 0 | 0 | 1 | 15 | 5310 | 7540 | 18 | 28.8 | 6 | 15 | 0
SAL-SU-0113 | SU | Monopole / greenfield | C-RAN | 3 | 3 | 0 | 3 | 3 | 3 | 0 | 0 | 1 | 15 | 5310 | 7540 | 18 | 28.8 | 6 | 15 | 0
SAL-SU-0114 | SU | Monopole / greenfield | C-RAN | 3 | 3 | 0 | 3 | 3 | 3 | 0 | 0 | 1 | 15 | 5310 | 7540 | 18 | 28.8 | 6 | 15 | 0
SAL-SU-0115 | SU | Monopole / greenfield | C-RAN | 3 | 3 | 0 | 3 | 3 | 3 | 0 | 0 | 1 | 15 | 5310 | 7540 | 18 | 28.8 | 6 | 15 | 0
AMM-SU-3070 | SU | Monopole / greenfield | D-RAN | 3 | 3 | 0 | 3 | 3 | 3 | 1 | 1 | 0 | 15 | 5720 | 8110 | 21 | 33.6 | 7 | 15 | 0
AMM-SU-3071 | SU | Monopole / greenfield | D-RAN | 3 | 3 | 0 | 3 | 3 | 3 | 1 | 1 | 0 | 15 | 5720 | 8110 | 21 | 33.6 | 7 | 15 | 0
AMM-SU-3072 | SU | Monopole / greenfield | D-RAN | 3 | 3 | 0 | 3 | 3 | 3 | 1 | 1 | 0 | 15 | 5720 | 8110 | 21 | 33.6 | 7 | 15 | 0
AMM-SU-3073 | SU | Monopole / greenfield | D-RAN | 3 | 3 | 0 | 3 | 3 | 3 | 1 | 1 | 0 | 15 | 5720 | 8110 | 21 | 33.6 | 7 | 15 | 0
AMM-SU-3074 | SU | Monopole / greenfield | D-RAN | 3 | 3 | 0 | 3 | 3 | 3 | 1 | 1 | 0 | 15 | 5720 | 8110 | 21 | 33.6 | 7 | 15 | 0
AMM-SU-3075 | SU | Monopole / greenfield | D-RAN | 3 | 3 | 0 | 3 | 3 | 3 | 1 | 1 | 0 | 15 | 5720 | 8110 | 21 | 33.6 | 7 | 15 | 0
AMM-SU-3076 | SU | Monopole / greenfield | D-RAN | 3 | 3 | 0 | 3 | 3 | 3 | 1 | 1 | 0 | 15 | 5720 | 8110 | 21 | 33.6 | 7 | 15 | 0
AMM-SU-3077 | SU | Monopole / greenfield | D-RAN | 3 | 3 | 0 | 3 | 3 | 3 | 1 | 1 | 0 | 15 | 5720 | 8110 | 21 | 33.6 | 7 | 15 | 0
AMM-SU-3078 | SU | Monopole / greenfield | D-RAN | 3 | 3 | 0 | 3 | 3 | 3 | 1 | 1 | 0 | 15 | 5720 | 8110 | 21 | 33.6 | 7 | 15 | 0
AMM-SU-3079 | SU | Monopole / greenfield | D-RAN | 3 | 3 | 0 | 3 | 3 | 3 | 1 | 1 | 0 | 15 | 5720 | 8110 | 21 | 33.6 | 7 | 15 | 0
AMM-SU-3080 | SU | Monopole / greenfield | D-RAN | 3 | 3 | 0 | 3 | 3 | 3 | 1 | 1 | 0 | 15 | 5720 | 8110 | 21 | 33.6 | 7 | 15 | 0
AMM-SU-3081 | SU | Monopole / greenfield | C-RAN | 3 | 3 | 0 | 3 | 3 | 3 | 0 | 0 | 1 | 15 | 5310 | 7540 | 18 | 28.8 | 6 | 15 | 0
AMM-SU-3082 | SU | Monopole / greenfield | C-RAN | 3 | 3 | 0 | 3 | 3 | 3 | 0 | 0 | 1 | 15 | 5310 | 7540 | 18 | 28.8 | 6 | 15 | 0
AMM-SU-3083 | SU | Monopole / greenfield | C-RAN | 3 | 3 | 0 | 3 | 3 | 3 | 0 | 0 | 1 | 15 | 5310 | 7540 | 18 | 28.8 | 6 | 15 | 0
AMM-SU-3084 | SU | Monopole / greenfield | D-RAN | 3 | 3 | 0 | 3 | 3 | 3 | 1 | 1 | 0 | 15 | 5720 | 8110 | 21 | 33.6 | 7 | 15 | 0
AMM-SU-3085 | SU | Monopole / greenfield | D-RAN | 3 | 3 | 0 | 3 | 3 | 3 | 1 | 1 | 0 | 15 | 5720 | 8110 | 21 | 33.6 | 7 | 15 | 0
AMM-SU-3086 | SU | Monopole / greenfield | D-RAN | 3 | 3 | 0 | 3 | 3 | 3 | 1 | 1 | 0 | 15 | 5720 | 8110 | 21 | 33.6 | 7 | 15 | 0
AMM-SU-3087 | SU | Monopole / greenfield | D-RAN | 3 | 3 | 0 | 3 | 3 | 3 | 1 | 1 | 0 | 15 | 5720 | 8110 | 21 | 33.6 | 7 | 15 | 0
AMM-SU-3088 | SU | Monopole / greenfield | D-RAN | 3 | 3 | 0 | 3 | 3 | 3 | 1 | 1 | 0 | 15 | 5720 | 8110 | 21 | 33.6 | 7 | 15 | 0
AMM-SU-3089 | SU | Monopole / greenfield | D-RAN | 3 | 3 | 0 | 3 | 3 | 3 | 1 | 1 | 0 | 15 | 5720 | 8110 | 21 | 33.6 | 7 | 15 | 0
AMM-SU-3090 | SU | Monopole / greenfield | D-RAN | 3 | 3 | 0 | 3 | 3 | 3 | 1 | 1 | 0 | 15 | 5720 | 8110 | 21 | 33.6 | 7 | 15 | 0
AMM-SU-3091 | SU | Monopole / greenfield | D-RAN | 3 | 3 | 0 | 3 | 3 | 3 | 1 | 1 | 0 | 15 | 5720 | 8110 | 21 | 33.6 | 7 | 15 | 0
AMM-SU-3092 | SU | Monopole / greenfield | D-RAN | 3 | 3 | 0 | 3 | 3 | 3 | 1 | 1 | 0 | 15 | 5720 | 8110 | 21 | 33.6 | 7 | 15 | 0
AMM-SU-3093 | SU | Monopole / greenfield | D-RAN | 3 | 3 | 0 | 3 | 3 | 3 | 1 | 1 | 0 | 15 | 5720 | 8110 | 21 | 33.6 | 7 | 15 | 0
AMM-SU-3094 | SU | Monopole / greenfield | D-RAN | 3 | 3 | 0 | 3 | 3 | 3 | 1 | 1 | 0 | 15 | 5720 | 8110 | 21 | 33.6 | 7 | 15 | 0
AMM-SU-3095 | SU | Monopole / greenfield | D-RAN | 3 | 3 | 0 | 3 | 3 | 3 | 1 | 1 | 0 | 15 | 5720 | 8110 | 21 | 33.6 | 7 | 15 | 0
AMM-SU-3096 | SU | Rooftop | C-RAN | 3 | 3 | 0 | 3 | 3 | 3 | 0 | 0 | 1 | 15 | 5310 | 7540 | 18 | 28.8 | 6 | 15 | 0
AMM-SU-3097 | SU | Monopole / greenfield | C-RAN | 3 | 3 | 0 | 3 | 3 | 3 | 0 | 0 | 1 | 15 | 5310 | 7540 | 18 | 28.8 | 6 | 15 | 0
AMM-SU-3098 | SU | Rooftop | C-RAN | 3 | 3 | 0 | 3 | 3 | 3 | 0 | 0 | 1 | 15 | 5310 | 7540 | 18 | 28.8 | 6 | 15 | 0
AMM-SU-3099 | SU | Rooftop | C-RAN | 3 | 3 | 0 | 3 | 3 | 3 | 0 | 0 | 1 | 15 | 5310 | 7540 | 18 | 28.8 | 6 | 15 | 0
AMM-SU-3100 | SU | Monopole / greenfield | D-RAN | 3 | 3 | 0 | 3 | 3 | 3 | 1 | 1 | 0 | 15 | 5720 | 8110 | 21 | 33.6 | 7 | 15 | 0
AMM-SU-3101 | SU | Monopole / greenfield | D-RAN | 3 | 3 | 0 | 3 | 3 | 3 | 1 | 1 | 0 | 15 | 5720 | 8110 | 21 | 33.6 | 7 | 15 | 0
AMM-SU-3102 | SU | Monopole / greenfield | D-RAN | 3 | 3 | 0 | 3 | 3 | 3 | 1 | 1 | 0 | 15 | 5720 | 8110 | 21 | 33.6 | 7 | 15 | 0
SAL-SU-0116 | SU | Monopole / greenfield | C-RAN | 3 | 3 | 0 | 3 | 3 | 3 | 0 | 0 | 1 | 15 | 5310 | 7540 | 18 | 28.8 | 6 | 15 | 0
SAL-SU-0117 | SU | Monopole / greenfield | C-RAN | 3 | 3 | 0 | 3 | 3 | 3 | 0 | 0 | 1 | 15 | 5310 | 7540 | 18 | 28.8 | 6 | 15 | 0
SAL-SU-0118 | SU | Monopole / greenfield | C-RAN | 3 | 3 | 0 | 3 | 3 | 3 | 0 | 0 | 1 | 15 | 5310 | 7540 | 18 | 28.8 | 6 | 15 | 0
SAL-SU-0119 | SU | Monopole / greenfield | C-RAN | 3 | 3 | 0 | 3 | 3 | 3 | 0 | 0 | 1 | 15 | 5310 | 7540 | 18 | 28.8 | 6 | 15 | 0
AMM-SU-3103 | SU | Monopole / greenfield | D-RAN | 3 | 3 | 0 | 3 | 3 | 3 | 1 | 1 | 0 | 15 | 5720 | 8110 | 21 | 33.6 | 7 | 15 | 0
AMM-SU-3104 | SU | Monopole / greenfield | D-RAN | 3 | 3 | 0 | 3 | 3 | 3 | 1 | 1 | 0 | 15 | 5720 | 8110 | 21 | 33.6 | 7 | 15 | 0
AMM-SU-3105 | SU | Monopole / greenfield | D-RAN | 3 | 3 | 0 | 3 | 3 | 3 | 1 | 1 | 0 | 15 | 5720 | 8110 | 21 | 33.6 | 7 | 15 | 0
AMM-SU-3106 | SU | Monopole / greenfield | D-RAN | 3 | 3 | 0 | 3 | 3 | 3 | 1 | 1 | 0 | 15 | 5720 | 8110 | 21 | 33.6 | 7 | 15 | 0
AMM-SU-3107 | SU | Monopole / greenfield | D-RAN | 3 | 3 | 0 | 3 | 3 | 3 | 1 | 1 | 0 | 15 | 5720 | 8110 | 21 | 33.6 | 7 | 15 | 0
AMM-SU-3108 | SU | Monopole / greenfield | D-RAN | 3 | 3 | 0 | 3 | 3 | 3 | 1 | 1 | 0 | 15 | 5720 | 8110 | 21 | 33.6 | 7 | 15 | 0
AMM-SU-3109 | SU | Monopole / greenfield | D-RAN | 3 | 3 | 0 | 3 | 3 | 3 | 1 | 1 | 0 | 15 | 5720 | 8110 | 21 | 33.6 | 7 | 15 | 0
AMM-SU-3110 | SU | Rooftop | D-RAN | 3 | 3 | 0 | 3 | 3 | 3 | 1 | 1 | 0 | 15 | 5720 | 8110 | 21 | 33.6 | 7 | 15 | 0
AMM-SU-3111 | SU | Rooftop | D-RAN | 3 | 3 | 0 | 3 | 3 | 3 | 1 | 1 | 0 | 15 | 5720 | 8110 | 21 | 33.6 | 7 | 15 | 0
AMM-SU-3112 | SU | Monopole / greenfield | D-RAN | 3 | 3 | 0 | 3 | 3 | 3 | 1 | 1 | 0 | 15 | 5720 | 8110 | 21 | 33.6 | 7 | 15 | 0
AMM-SU-3113 | SU | Monopole / greenfield | C-RAN | 3 | 3 | 0 | 3 | 3 | 3 | 0 | 0 | 1 | 15 | 5310 | 7540 | 18 | 28.8 | 6 | 15 | 0
AMM-SU-3114 | SU | Monopole / greenfield | C-RAN | 3 | 3 | 0 | 3 | 3 | 3 | 0 | 0 | 1 | 15 | 5310 | 7540 | 18 | 28.8 | 6 | 15 | 0
AMM-SU-3115 | SU | Monopole / greenfield | C-RAN | 3 | 3 | 0 | 3 | 3 | 3 | 0 | 0 | 1 | 15 | 5310 | 7540 | 18 | 28.8 | 6 | 15 | 0
AMM-SU-3116 | SU | Monopole / greenfield | D-RAN | 3 | 3 | 0 | 3 | 3 | 3 | 1 | 1 | 0 | 15 | 5720 | 8110 | 21 | 33.6 | 7 | 15 | 0
AMM-SU-3117 | SU | Rooftop | D-RAN | 3 | 3 | 0 | 3 | 3 | 3 | 1 | 1 | 0 | 15 | 5720 | 8110 | 21 | 33.6 | 7 | 15 | 0
AMM-SU-3118 | SU | Rooftop | D-RAN | 3 | 3 | 0 | 3 | 3 | 3 | 1 | 1 | 0 | 15 | 5720 | 8110 | 21 | 33.6 | 7 | 15 | 0
AMM-SU-3119 | SU | Rooftop | D-RAN | 3 | 3 | 0 | 3 | 3 | 3 | 1 | 1 | 0 | 15 | 5720 | 8110 | 21 | 33.6 | 7 | 15 | 0
AMM-SU-3120 | SU | Monopole / greenfield | D-RAN | 3 | 3 | 0 | 3 | 3 | 3 | 1 | 1 | 0 | 15 | 5720 | 8110 | 21 | 33.6 | 7 | 15 | 0
AMM-SU-3121 | SU | Monopole / greenfield | D-RAN | 3 | 3 | 0 | 3 | 3 | 3 | 1 | 1 | 0 | 15 | 5720 | 8110 | 21 | 33.6 | 7 | 15 | 0
AMM-SU-3122 | SU | Monopole / greenfield | D-RAN | 3 | 3 | 0 | 3 | 3 | 3 | 1 | 1 | 0 | 15 | 5720 | 8110 | 21 | 33.6 | 7 | 15 | 0
AMM-SU-3123 | SU | Monopole / greenfield | D-RAN | 3 | 3 | 0 | 3 | 3 | 3 | 1 | 1 | 0 | 15 | 5720 | 8110 | 21 | 33.6 | 7 | 15 | 0
AMM-SU-3124 | SU | Monopole / greenfield | D-RAN | 3 | 3 | 0 | 3 | 3 | 3 | 1 | 1 | 0 | 15 | 5720 | 8110 | 21 | 33.6 | 7 | 15 | 0
AMM-SU-3125 | SU | Monopole / greenfield | D-RAN | 3 | 3 | 0 | 3 | 3 | 3 | 1 | 1 | 0 | 15 | 5720 | 8110 | 21 | 33.6 | 7 | 15 | 0
AMM-SU-3126 | SU | Monopole / greenfield | D-RAN | 3 | 3 | 0 | 3 | 3 | 3 | 1 | 1 | 0 | 15 | 5720 | 8110 | 21 | 33.6 | 7 | 15 | 0
AMM-SU-3127 | SU | Monopole / greenfield | D-RAN | 3 | 3 | 0 | 3 | 3 | 3 | 1 | 1 | 0 | 15 | 5720 | 8110 | 21 | 33.6 | 7 | 15 | 0
AMM-SU-3128 | SU | Monopole / greenfield | D-RAN | 3 | 3 | 0 | 3 | 3 | 3 | 1 | 1 | 0 | 15 | 5720 | 8110 | 21 | 33.6 | 7 | 15 | 0
AMM-SU-3129 | SU | Monopole / greenfield | D-RAN | 3 | 3 | 0 | 3 | 3 | 3 | 1 | 1 | 0 | 15 | 5720 | 8110 | 21 | 33.6 | 7 | 15 | 0
AMM-SU-3130 | SU | Monopole / greenfield | D-RAN | 3 | 3 | 0 | 3 | 3 | 3 | 1 | 1 | 0 | 15 | 5720 | 8110 | 21 | 33.6 | 7 | 15 | 0
AMM-SU-3131 | SU | Monopole / greenfield | D-RAN | 3 | 3 | 0 | 3 | 3 | 3 | 1 | 1 | 0 | 15 | 5720 | 8110 | 21 | 33.6 | 7 | 15 | 0
AMM-SU-3132 | SU | Monopole / greenfield | D-RAN | 3 | 3 | 0 | 3 | 3 | 3 | 1 | 1 | 0 | 15 | 5720 | 8110 | 21 | 33.6 | 7 | 15 | 0
AMM-SU-3133 | SU | Monopole / greenfield | D-RAN | 3 | 3 | 0 | 3 | 3 | 3 | 1 | 1 | 0 | 15 | 5720 | 8110 | 21 | 33.6 | 7 | 15 | 0
AMM-SU-3134 | SU | Monopole / greenfield | D-RAN | 3 | 3 | 0 | 3 | 3 | 3 | 1 | 1 | 0 | 15 | 5720 | 8110 | 21 | 33.6 | 7 | 15 | 0
AMM-SU-3135 | SU | Monopole / greenfield | D-RAN | 3 | 3 | 0 | 3 | 3 | 3 | 1 | 1 | 0 | 15 | 5720 | 8110 | 21 | 33.6 | 7 | 15 | 0
AMM-SU-3136 | SU | Monopole / greenfield | D-RAN | 3 | 3 | 0 | 3 | 3 | 3 | 1 | 1 | 0 | 15 | 5720 | 8110 | 21 | 33.6 | 7 | 15 | 0
AMM-SU-3137 | SU | Monopole / greenfield | D-RAN | 3 | 3 | 0 | 3 | 3 | 3 | 1 | 1 | 0 | 15 | 5720 | 8110 | 21 | 33.6 | 7 | 15 | 0
AMM-SU-3138 | SU | Rooftop | C-RAN | 3 | 3 | 0 | 3 | 3 | 3 | 0 | 0 | 1 | 15 | 5310 | 7540 | 18 | 28.8 | 6 | 15 | 0
AMM-SU-3139 | SU | Monopole / greenfield | D-RAN | 3 | 3 | 0 | 3 | 3 | 3 | 1 | 1 | 0 | 15 | 5720 | 8110 | 21 | 33.6 | 7 | 15 | 0
AMM-SU-3140 | SU | Monopole / greenfield | D-RAN | 3 | 3 | 0 | 3 | 3 | 3 | 1 | 1 | 0 | 15 | 5720 | 8110 | 21 | 33.6 | 7 | 15 | 0
AMM-SU-3141 | SU | Monopole / greenfield | D-RAN | 3 | 3 | 0 | 3 | 3 | 3 | 1 | 1 | 0 | 15 | 5720 | 8110 | 21 | 33.6 | 7 | 15 | 0
SAL-SU-0120 | SU | Monopole / greenfield | C-RAN | 3 | 3 | 0 | 3 | 3 | 3 | 0 | 0 | 1 | 15 | 5310 | 7540 | 18 | 28.8 | 6 | 15 | 0
SAL-SU-0121 | SU | Monopole / greenfield | C-RAN | 3 | 3 | 0 | 3 | 3 | 3 | 0 | 0 | 1 | 15 | 5310 | 7540 | 18 | 28.8 | 6 | 15 | 0
SAL-SU-0122 | SU | Monopole / greenfield | C-RAN | 3 | 3 | 0 | 3 | 3 | 3 | 0 | 0 | 1 | 15 | 5310 | 7540 | 18 | 28.8 | 6 | 15 | 0
SAL-SU-0123 | SU | Monopole / greenfield | C-RAN | 3 | 3 | 0 | 3 | 3 | 3 | 0 | 0 | 1 | 15 | 5310 | 7540 | 18 | 28.8 | 6 | 15 | 0
SAL-SU-0124 | SU | Monopole / greenfield | C-RAN | 3 | 3 | 0 | 3 | 3 | 3 | 0 | 0 | 1 | 15 | 5310 | 7540 | 18 | 28.8 | 6 | 15 | 0
AMM-SU-3142 | SU | Monopole / greenfield | D-RAN | 3 | 3 | 0 | 3 | 3 | 3 | 1 | 1 | 0 | 15 | 5720 | 8110 | 21 | 33.6 | 7 | 15 | 0
AMM-SU-3143 | SU | Monopole / greenfield | D-RAN | 3 | 3 | 0 | 3 | 3 | 3 | 1 | 1 | 0 | 15 | 5720 | 8110 | 21 | 33.6 | 7 | 15 | 0
AMM-SU-3144 | SU | Monopole / greenfield | D-RAN | 3 | 3 | 0 | 3 | 3 | 3 | 1 | 1 | 0 | 15 | 5720 | 8110 | 21 | 33.6 | 7 | 15 | 0
AMM-SU-3145 | SU | Monopole / greenfield | D-RAN | 3 | 3 | 0 | 3 | 3 | 3 | 1 | 1 | 0 | 15 | 5720 | 8110 | 21 | 33.6 | 7 | 15 | 0
AMM-SU-3146 | SU | Monopole / greenfield | D-RAN | 3 | 3 | 0 | 3 | 3 | 3 | 1 | 1 | 0 | 15 | 5720 | 8110 | 21 | 33.6 | 7 | 15 | 0
AMM-SU-3147 | SU | Monopole / greenfield | D-RAN | 3 | 3 | 0 | 3 | 3 | 3 | 1 | 1 | 0 | 15 | 5720 | 8110 | 21 | 33.6 | 7 | 15 | 0
AMM-SU-3148 | SU | Rooftop | D-RAN | 3 | 3 | 0 | 3 | 3 | 3 | 1 | 1 | 0 | 15 | 5720 | 8110 | 21 | 33.6 | 7 | 15 | 0
AMM-SU-3149 | SU | Rooftop | D-RAN | 3 | 3 | 0 | 3 | 3 | 3 | 1 | 1 | 0 | 15 | 5720 | 8110 | 21 | 33.6 | 7 | 15 | 0
AMM-SU-3150 | SU | Rooftop | D-RAN | 3 | 3 | 0 | 3 | 3 | 3 | 1 | 1 | 0 | 15 | 5720 | 8110 | 21 | 33.6 | 7 | 15 | 0
AMM-SU-3151 | SU | Monopole / greenfield | D-RAN | 3 | 3 | 0 | 3 | 3 | 3 | 1 | 1 | 0 | 15 | 5720 | 8110 | 21 | 33.6 | 7 | 15 | 0
AMM-SU-3152 | SU | Monopole / greenfield | C-RAN | 3 | 3 | 0 | 3 | 3 | 3 | 0 | 0 | 1 | 15 | 5310 | 7540 | 18 | 28.8 | 6 | 15 | 0
AMM-SU-3153 | SU | Monopole / greenfield | D-RAN | 3 | 3 | 0 | 3 | 3 | 3 | 1 | 1 | 0 | 15 | 5720 | 8110 | 21 | 33.6 | 7 | 15 | 0
AMM-SU-3154 | SU | Monopole / greenfield | D-RAN | 3 | 3 | 0 | 3 | 3 | 3 | 1 | 1 | 0 | 15 | 5720 | 8110 | 21 | 33.6 | 7 | 15 | 0
AMM-SU-3155 | SU | Rooftop | D-RAN | 3 | 3 | 0 | 3 | 3 | 3 | 1 | 1 | 0 | 15 | 5720 | 8110 | 21 | 33.6 | 7 | 15 | 0
AMM-SU-3156 | SU | Rooftop | D-RAN | 3 | 3 | 0 | 3 | 3 | 3 | 1 | 1 | 0 | 15 | 5720 | 8110 | 21 | 33.6 | 7 | 15 | 0
AMM-SU-3157 | SU | Rooftop | D-RAN | 3 | 3 | 0 | 3 | 3 | 3 | 1 | 1 | 0 | 15 | 5720 | 8110 | 21 | 33.6 | 7 | 15 | 0
AMM-SU-3158 | SU | Rooftop | D-RAN | 3 | 3 | 0 | 3 | 3 | 3 | 1 | 1 | 0 | 15 | 5720 | 8110 | 21 | 33.6 | 7 | 15 | 0
AMM-SU-3159 | SU | Rooftop | D-RAN | 3 | 3 | 0 | 3 | 3 | 3 | 1 | 1 | 0 | 15 | 5720 | 8110 | 21 | 33.6 | 7 | 15 | 0
AMM-SU-3160 | SU | Monopole / greenfield | D-RAN | 3 | 3 | 0 | 3 | 3 | 3 | 1 | 1 | 0 | 15 | 5720 | 8110 | 21 | 33.6 | 7 | 15 | 0
AMM-SU-3161 | SU | Monopole / greenfield | D-RAN | 3 | 3 | 0 | 3 | 3 | 3 | 1 | 1 | 0 | 15 | 5720 | 8110 | 21 | 33.6 | 7 | 15 | 0
AMM-SU-3162 | SU | Monopole / greenfield | D-RAN | 3 | 3 | 0 | 3 | 3 | 3 | 1 | 1 | 0 | 15 | 5720 | 8110 | 21 | 33.6 | 7 | 15 | 0
AMM-SU-3163 | SU | Monopole / greenfield | D-RAN | 3 | 3 | 0 | 3 | 3 | 3 | 1 | 1 | 0 | 15 | 5720 | 8110 | 21 | 33.6 | 7 | 15 | 0
AMM-SU-3164 | SU | Monopole / greenfield | D-RAN | 3 | 3 | 0 | 3 | 3 | 3 | 1 | 1 | 0 | 15 | 5720 | 8110 | 21 | 33.6 | 7 | 15 | 0
AMM-SU-3165 | SU | Monopole / greenfield | D-RAN | 3 | 3 | 0 | 3 | 3 | 3 | 1 | 1 | 0 | 15 | 5720 | 8110 | 21 | 33.6 | 7 | 15 | 0
AMM-SU-3166 | SU | Monopole / greenfield | D-RAN | 3 | 3 | 0 | 3 | 3 | 3 | 1 | 1 | 0 | 15 | 5720 | 8110 | 21 | 33.6 | 7 | 15 | 0
AMM-SU-3167 | SU | Monopole / greenfield | D-RAN | 3 | 3 | 0 | 3 | 3 | 3 | 1 | 1 | 0 | 15 | 5720 | 8110 | 21 | 33.6 | 7 | 15 | 0
AMM-SU-3168 | SU | Monopole / greenfield | D-RAN | 3 | 3 | 0 | 3 | 3 | 3 | 1 | 1 | 0 | 15 | 5720 | 8110 | 21 | 33.6 | 7 | 15 | 0
AMM-SU-3169 | SU | Monopole / greenfield | D-RAN | 3 | 3 | 0 | 3 | 3 | 3 | 1 | 1 | 0 | 15 | 5720 | 8110 | 21 | 33.6 | 7 | 15 | 0
AMM-SU-3170 | SU | Monopole / greenfield | D-RAN | 3 | 3 | 0 | 3 | 3 | 3 | 1 | 1 | 0 | 15 | 5720 | 8110 | 21 | 33.6 | 7 | 15 | 0
AMM-SU-3171 | SU | Monopole / greenfield | D-RAN | 3 | 3 | 0 | 3 | 3 | 3 | 1 | 1 | 0 | 15 | 5720 | 8110 | 21 | 33.6 | 7 | 15 | 0
AMM-SU-3172 | SU | Monopole / greenfield | D-RAN | 3 | 3 | 0 | 3 | 3 | 3 | 1 | 1 | 0 | 15 | 5720 | 8110 | 21 | 33.6 | 7 | 15 | 0
AMM-SU-3173 | SU | Monopole / greenfield | D-RAN | 3 | 3 | 0 | 3 | 3 | 3 | 1 | 1 | 0 | 15 | 5720 | 8110 | 21 | 33.6 | 7 | 15 | 0
AMM-SU-3174 | SU | Monopole / greenfield | D-RAN | 3 | 3 | 0 | 3 | 3 | 3 | 1 | 1 | 0 | 15 | 5720 | 8110 | 21 | 33.6 | 7 | 15 | 0
AMM-SU-3175 | SU | Monopole / greenfield | D-RAN | 3 | 3 | 0 | 3 | 3 | 3 | 1 | 1 | 0 | 15 | 5720 | 8110 | 21 | 33.6 | 7 | 15 | 0
AMM-SU-3176 | SU | Monopole / greenfield | D-RAN | 3 | 3 | 0 | 3 | 3 | 3 | 1 | 1 | 0 | 15 | 5720 | 8110 | 21 | 33.6 | 7 | 15 | 0
AMM-SU-3177 | SU | Rooftop | C-RAN | 3 | 3 | 0 | 3 | 3 | 3 | 0 | 0 | 1 | 15 | 5310 | 7540 | 18 | 28.8 | 6 | 15 | 0
AMM-SU-3178 | SU | Monopole / greenfield | D-RAN | 3 | 3 | 0 | 3 | 3 | 3 | 1 | 1 | 0 | 15 | 5720 | 8110 | 21 | 33.6 | 7 | 15 | 0
AMM-SU-3179 | SU | Monopole / greenfield | D-RAN | 3 | 3 | 0 | 3 | 3 | 3 | 1 | 1 | 0 | 15 | 5720 | 8110 | 21 | 33.6 | 7 | 15 | 0
AMM-SU-3180 | SU | Monopole / greenfield | D-RAN | 3 | 3 | 0 | 3 | 3 | 3 | 1 | 1 | 0 | 15 | 5720 | 8110 | 21 | 33.6 | 7 | 15 | 0
AMM-SU-3181 | SU | Monopole / greenfield | D-RAN | 3 | 3 | 0 | 3 | 3 | 3 | 1 | 1 | 0 | 15 | 5720 | 8110 | 21 | 33.6 | 7 | 15 | 0
SAL-SU-0125 | SU | Monopole / greenfield | C-RAN | 3 | 3 | 0 | 3 | 3 | 3 | 0 | 0 | 1 | 15 | 5310 | 7540 | 18 | 28.8 | 6 | 15 | 0
SAL-SU-0126 | SU | Monopole / greenfield | C-RAN | 3 | 3 | 0 | 3 | 3 | 3 | 0 | 0 | 1 | 15 | 5310 | 7540 | 18 | 28.8 | 6 | 15 | 0
SAL-SU-0127 | SU | Rooftop | C-RAN | 3 | 3 | 0 | 3 | 3 | 3 | 0 | 0 | 1 | 15 | 5310 | 7540 | 18 | 28.8 | 6 | 15 | 0
SAL-SU-0128 | SU | Rooftop | C-RAN | 3 | 3 | 0 | 3 | 3 | 3 | 0 | 0 | 1 | 15 | 5310 | 7540 | 18 | 28.8 | 6 | 15 | 0
SAL-SU-0129 | SU | Rooftop | C-RAN | 3 | 3 | 0 | 3 | 3 | 3 | 0 | 0 | 1 | 15 | 5310 | 7540 | 18 | 28.8 | 6 | 15 | 0
SAL-SU-0130 | SU | Monopole / greenfield | C-RAN | 3 | 3 | 0 | 3 | 3 | 3 | 0 | 0 | 1 | 15 | 5310 | 7540 | 18 | 28.8 | 6 | 15 | 0
SAL-SU-0131 | SU | Monopole / greenfield | C-RAN | 3 | 3 | 0 | 3 | 3 | 3 | 0 | 0 | 1 | 15 | 5310 | 7540 | 18 | 28.8 | 6 | 15 | 0
SAL-SU-0132 | SU | Monopole / greenfield | C-RAN | 3 | 3 | 0 | 3 | 3 | 3 | 0 | 0 | 1 | 15 | 5310 | 7540 | 18 | 28.8 | 6 | 15 | 0
AMM-SU-3182 | SU | Monopole / greenfield | D-RAN | 3 | 3 | 0 | 3 | 3 | 3 | 1 | 1 | 0 | 15 | 5720 | 8110 | 21 | 33.6 | 7 | 15 | 0
AMM-SU-3183 | SU | Monopole / greenfield | D-RAN | 3 | 3 | 0 | 3 | 3 | 3 | 1 | 1 | 0 | 15 | 5720 | 8110 | 21 | 33.6 | 7 | 15 | 0
AMM-SU-3184 | SU | Monopole / greenfield | D-RAN | 3 | 3 | 0 | 3 | 3 | 3 | 1 | 1 | 0 | 15 | 5720 | 8110 | 21 | 33.6 | 7 | 15 | 0
AMM-SU-3185 | SU | Rooftop | D-RAN | 3 | 3 | 0 | 3 | 3 | 3 | 1 | 1 | 0 | 15 | 5720 | 8110 | 21 | 33.6 | 7 | 15 | 0
AMM-SU-3186 | SU | Monopole / greenfield | D-RAN | 3 | 3 | 0 | 3 | 3 | 3 | 1 | 1 | 0 | 15 | 5720 | 8110 | 21 | 33.6 | 7 | 15 | 0
AMM-SU-3187 | SU | Rooftop | D-RAN | 3 | 3 | 0 | 3 | 3 | 3 | 1 | 1 | 0 | 15 | 5720 | 8110 | 21 | 33.6 | 7 | 15 | 0
AMM-SU-3188 | SU | Rooftop | D-RAN | 3 | 3 | 0 | 3 | 3 | 3 | 1 | 1 | 0 | 15 | 5720 | 8110 | 21 | 33.6 | 7 | 15 | 0
AMM-SU-3189 | SU | Rooftop | D-RAN | 3 | 3 | 0 | 3 | 3 | 3 | 1 | 1 | 0 | 15 | 5720 | 8110 | 21 | 33.6 | 7 | 15 | 0
AMM-SU-3190 | SU | Monopole / greenfield | C-RAN | 3 | 3 | 0 | 3 | 3 | 3 | 0 | 0 | 1 | 15 | 5310 | 7540 | 18 | 28.8 | 6 | 15 | 0
AMM-SU-3191 | SU | Monopole / greenfield | C-RAN | 3 | 3 | 0 | 3 | 3 | 3 | 0 | 0 | 1 | 15 | 5310 | 7540 | 18 | 28.8 | 6 | 15 | 0
AMM-SU-3192 | SU | Monopole / greenfield | D-RAN | 3 | 3 | 0 | 3 | 3 | 3 | 1 | 1 | 0 | 15 | 5720 | 8110 | 21 | 33.6 | 7 | 15 | 0
AMM-SU-3193 | SU | Monopole / greenfield | D-RAN | 3 | 3 | 0 | 3 | 3 | 3 | 1 | 1 | 0 | 15 | 5720 | 8110 | 21 | 33.6 | 7 | 15 | 0
AMM-SU-3194 | SU | Rooftop | D-RAN | 3 | 3 | 0 | 3 | 3 | 3 | 1 | 1 | 0 | 15 | 5720 | 8110 | 21 | 33.6 | 7 | 15 | 0
AMM-SU-3195 | SU | Rooftop | D-RAN | 3 | 3 | 0 | 3 | 3 | 3 | 1 | 1 | 0 | 15 | 5720 | 8110 | 21 | 33.6 | 7 | 15 | 0
AMM-SU-3196 | SU | Rooftop | D-RAN | 3 | 3 | 0 | 3 | 3 | 3 | 1 | 1 | 0 | 15 | 5720 | 8110 | 21 | 33.6 | 7 | 15 | 0
AMM-SU-3197 | SU | Rooftop | D-RAN | 3 | 3 | 0 | 3 | 3 | 3 | 1 | 1 | 0 | 15 | 5720 | 8110 | 21 | 33.6 | 7 | 15 | 0
AMM-SU-3198 | SU | Rooftop | D-RAN | 3 | 3 | 0 | 3 | 3 | 3 | 1 | 1 | 0 | 15 | 5720 | 8110 | 21 | 33.6 | 7 | 15 | 0
AMM-SU-3199 | SU | Monopole / greenfield | D-RAN | 3 | 3 | 0 | 3 | 3 | 3 | 1 | 1 | 0 | 15 | 5720 | 8110 | 21 | 33.6 | 7 | 15 | 0
AMM-SU-3200 | SU | Monopole / greenfield | D-RAN | 3 | 3 | 0 | 3 | 3 | 3 | 1 | 1 | 0 | 15 | 5720 | 8110 | 21 | 33.6 | 7 | 15 | 0
AMM-SU-3201 | SU | Monopole / greenfield | D-RAN | 3 | 3 | 0 | 3 | 3 | 3 | 1 | 1 | 0 | 15 | 5720 | 8110 | 21 | 33.6 | 7 | 15 | 0
AMM-SU-3202 | SU | Monopole / greenfield | D-RAN | 3 | 3 | 0 | 3 | 3 | 3 | 1 | 1 | 0 | 15 | 5720 | 8110 | 21 | 33.6 | 7 | 15 | 0
AMM-SU-3203 | SU | Monopole / greenfield | D-RAN | 3 | 3 | 0 | 3 | 3 | 3 | 1 | 1 | 0 | 15 | 5720 | 8110 | 21 | 33.6 | 7 | 15 | 0
AMM-SU-3204 | SU | Monopole / greenfield | D-RAN | 3 | 3 | 0 | 3 | 3 | 3 | 1 | 1 | 0 | 15 | 5720 | 8110 | 21 | 33.6 | 7 | 15 | 0
AMM-SU-3205 | SU | Monopole / greenfield | D-RAN | 3 | 3 | 0 | 3 | 3 | 3 | 1 | 1 | 0 | 15 | 5720 | 8110 | 21 | 33.6 | 7 | 15 | 0
AMM-SU-3206 | SU | Monopole / greenfield | D-RAN | 3 | 3 | 0 | 3 | 3 | 3 | 1 | 1 | 0 | 15 | 5720 | 8110 | 21 | 33.6 | 7 | 15 | 0
AMM-SU-3207 | SU | Monopole / greenfield | D-RAN | 3 | 3 | 0 | 3 | 3 | 3 | 1 | 1 | 0 | 15 | 5720 | 8110 | 21 | 33.6 | 7 | 15 | 0
AMM-SU-3208 | SU | Monopole / greenfield | D-RAN | 3 | 3 | 0 | 3 | 3 | 3 | 1 | 1 | 0 | 15 | 5720 | 8110 | 21 | 33.6 | 7 | 15 | 0
AMM-SU-3209 | SU | Monopole / greenfield | D-RAN | 3 | 3 | 0 | 3 | 3 | 3 | 1 | 1 | 0 | 15 | 5720 | 8110 | 21 | 33.6 | 7 | 15 | 0
AMM-SU-3210 | SU | Monopole / greenfield | D-RAN | 3 | 3 | 0 | 3 | 3 | 3 | 1 | 1 | 0 | 15 | 5720 | 8110 | 21 | 33.6 | 7 | 15 | 0
AMM-SU-3211 | SU | Monopole / greenfield | D-RAN | 3 | 3 | 0 | 3 | 3 | 3 | 1 | 1 | 0 | 15 | 5720 | 8110 | 21 | 33.6 | 7 | 15 | 0
AMM-SU-3212 | SU | Monopole / greenfield | D-RAN | 3 | 3 | 0 | 3 | 3 | 3 | 1 | 1 | 0 | 15 | 5720 | 8110 | 21 | 33.6 | 7 | 15 | 0
AMM-SU-3213 | SU | Monopole / greenfield | D-RAN | 3 | 3 | 0 | 3 | 3 | 3 | 1 | 1 | 0 | 15 | 5720 | 8110 | 21 | 33.6 | 7 | 15 | 0
AMM-SU-3214 | SU | Monopole / greenfield | D-RAN | 3 | 3 | 0 | 3 | 3 | 3 | 1 | 1 | 0 | 15 | 5720 | 8110 | 21 | 33.6 | 7 | 15 | 0
AMM-SU-3215 | SU | Monopole / greenfield | D-RAN | 3 | 3 | 0 | 3 | 3 | 3 | 1 | 1 | 0 | 15 | 5720 | 8110 | 21 | 33.6 | 7 | 15 | 0
AMM-SU-3216 | SU | Monopole / greenfield | D-RAN | 3 | 3 | 0 | 3 | 3 | 3 | 1 | 1 | 0 | 15 | 5720 | 8110 | 21 | 33.6 | 7 | 15 | 0
AMM-SU-3217 | SU | Monopole / greenfield | D-RAN | 3 | 3 | 0 | 3 | 3 | 3 | 1 | 1 | 0 | 15 | 5720 | 8110 | 21 | 33.6 | 7 | 15 | 0
AMM-SU-3218 | SU | Monopole / greenfield | D-RAN | 3 | 3 | 0 | 3 | 3 | 3 | 1 | 1 | 0 | 15 | 5720 | 8110 | 21 | 33.6 | 7 | 15 | 0
AMM-SU-3219 | SU | Monopole / greenfield | D-RAN | 3 | 3 | 0 | 3 | 3 | 3 | 1 | 1 | 0 | 15 | 5720 | 8110 | 21 | 33.6 | 7 | 15 | 0
SAL-SU-0133 | SU | Monopole / greenfield | C-RAN | 3 | 3 | 0 | 3 | 3 | 3 | 0 | 0 | 1 | 15 | 5310 | 7540 | 18 | 28.8 | 6 | 15 | 0
SAL-SU-0134 | SU | Rooftop | C-RAN | 3 | 3 | 0 | 3 | 3 | 3 | 0 | 0 | 1 | 15 | 5310 | 7540 | 18 | 28.8 | 6 | 15 | 0
SAL-SU-0135 | SU | Rooftop | C-RAN | 3 | 3 | 0 | 3 | 3 | 3 | 0 | 0 | 1 | 15 | 5310 | 7540 | 18 | 28.8 | 6 | 15 | 0
SAL-SU-0136 | SU | Monopole / greenfield | C-RAN | 3 | 3 | 0 | 3 | 3 | 3 | 0 | 0 | 1 | 15 | 5310 | 7540 | 18 | 28.8 | 6 | 15 | 0
SAL-SU-0137 | SU | Monopole / greenfield | C-RAN | 3 | 3 | 0 | 3 | 3 | 3 | 0 | 0 | 1 | 15 | 5310 | 7540 | 18 | 28.8 | 6 | 15 | 0
AMM-SU-3220 | SU | Monopole / greenfield | D-RAN | 3 | 3 | 0 | 3 | 3 | 3 | 1 | 1 | 0 | 15 | 5720 | 8110 | 21 | 33.6 | 7 | 15 | 0
AMM-SU-3221 | SU | Monopole / greenfield | D-RAN | 3 | 3 | 0 | 3 | 3 | 3 | 1 | 1 | 0 | 15 | 5720 | 8110 | 21 | 33.6 | 7 | 15 | 0
AMM-SU-3222 | SU | Monopole / greenfield | D-RAN | 3 | 3 | 0 | 3 | 3 | 3 | 1 | 1 | 0 | 15 | 5720 | 8110 | 21 | 33.6 | 7 | 15 | 0
AMM-SU-3223 | SU | Monopole / greenfield | D-RAN | 3 | 3 | 0 | 3 | 3 | 3 | 1 | 1 | 0 | 15 | 5720 | 8110 | 21 | 33.6 | 7 | 15 | 0
AMM-SU-3224 | SU | Monopole / greenfield | D-RAN | 3 | 3 | 0 | 3 | 3 | 3 | 1 | 1 | 0 | 15 | 5720 | 8110 | 21 | 33.6 | 7 | 15 | 0
AMM-SU-3225 | SU | Rooftop | D-RAN | 3 | 3 | 0 | 3 | 3 | 3 | 1 | 1 | 0 | 15 | 5720 | 8110 | 21 | 33.6 | 7 | 15 | 0
AMM-SU-3226 | SU | Rooftop | C-RAN | 3 | 3 | 0 | 3 | 3 | 3 | 0 | 0 | 1 | 15 | 5310 | 7540 | 18 | 28.8 | 6 | 15 | 0
AMM-SU-3227 | SU | Monopole / greenfield | D-RAN | 3 | 3 | 0 | 3 | 3 | 3 | 1 | 1 | 0 | 15 | 5720 | 8110 | 21 | 33.6 | 7 | 15 | 0
AMM-SU-3228 | SU | Monopole / greenfield | D-RAN | 3 | 3 | 0 | 3 | 3 | 3 | 1 | 1 | 0 | 15 | 5720 | 8110 | 21 | 33.6 | 7 | 15 | 0
AMM-SU-3229 | SU | Rooftop | D-RAN | 3 | 3 | 0 | 3 | 3 | 3 | 1 | 1 | 0 | 15 | 5720 | 8110 | 21 | 33.6 | 7 | 15 | 0
AMM-SU-3230 | SU | Rooftop | D-RAN | 3 | 3 | 0 | 3 | 3 | 3 | 1 | 1 | 0 | 15 | 5720 | 8110 | 21 | 33.6 | 7 | 15 | 0
AMM-SU-3231 | SU | Rooftop | D-RAN | 3 | 3 | 0 | 3 | 3 | 3 | 1 | 1 | 0 | 15 | 5720 | 8110 | 21 | 33.6 | 7 | 15 | 0
AMM-SU-3232 | SU | Rooftop | D-RAN | 3 | 3 | 0 | 3 | 3 | 3 | 1 | 1 | 0 | 15 | 5720 | 8110 | 21 | 33.6 | 7 | 15 | 0
AMM-SU-3233 | SU | Monopole / greenfield | D-RAN | 3 | 3 | 0 | 3 | 3 | 3 | 1 | 1 | 0 | 15 | 5720 | 8110 | 21 | 33.6 | 7 | 15 | 0
AMM-SU-3234 | SU | Monopole / greenfield | D-RAN | 3 | 3 | 0 | 3 | 3 | 3 | 1 | 1 | 0 | 15 | 5720 | 8110 | 21 | 33.6 | 7 | 15 | 0
AMM-SU-3235 | SU | Monopole / greenfield | D-RAN | 3 | 3 | 0 | 3 | 3 | 3 | 1 | 1 | 0 | 15 | 5720 | 8110 | 21 | 33.6 | 7 | 15 | 0
AMM-SU-3236 | SU | Monopole / greenfield | D-RAN | 3 | 3 | 0 | 3 | 3 | 3 | 1 | 1 | 0 | 15 | 5720 | 8110 | 21 | 33.6 | 7 | 15 | 0
AMM-SU-3237 | SU | Monopole / greenfield | D-RAN | 3 | 3 | 0 | 3 | 3 | 3 | 1 | 1 | 0 | 15 | 5720 | 8110 | 21 | 33.6 | 7 | 15 | 0
AMM-SU-3238 | SU | Monopole / greenfield | D-RAN | 3 | 3 | 0 | 3 | 3 | 3 | 1 | 1 | 0 | 15 | 5720 | 8110 | 21 | 33.6 | 7 | 15 | 0
AMM-SU-3239 | SU | Monopole / greenfield | D-RAN | 3 | 3 | 0 | 3 | 3 | 3 | 1 | 1 | 0 | 15 | 5720 | 8110 | 21 | 33.6 | 7 | 15 | 0
AMM-SU-3240 | SU | Monopole / greenfield | D-RAN | 3 | 3 | 0 | 3 | 3 | 3 | 1 | 1 | 0 | 15 | 5720 | 8110 | 21 | 33.6 | 7 | 15 | 0
AMM-SU-3241 | SU | Monopole / greenfield | D-RAN | 3 | 3 | 0 | 3 | 3 | 3 | 1 | 1 | 0 | 15 | 5720 | 8110 | 21 | 33.6 | 7 | 15 | 0
AMM-SU-3242 | SU | Monopole / greenfield | D-RAN | 3 | 3 | 0 | 3 | 3 | 3 | 1 | 1 | 0 | 15 | 5720 | 8110 | 21 | 33.6 | 7 | 15 | 0
AMM-SU-3243 | SU | Monopole / greenfield | D-RAN | 3 | 3 | 0 | 3 | 3 | 3 | 1 | 1 | 0 | 15 | 5720 | 8110 | 21 | 33.6 | 7 | 15 | 0
AMM-SU-3244 | SU | Monopole / greenfield | D-RAN | 3 | 3 | 0 | 3 | 3 | 3 | 1 | 1 | 0 | 15 | 5720 | 8110 | 21 | 33.6 | 7 | 15 | 0
AMM-SU-3245 | SU | Monopole / greenfield | D-RAN | 3 | 3 | 0 | 3 | 3 | 3 | 1 | 1 | 0 | 15 | 5720 | 8110 | 21 | 33.6 | 7 | 15 | 0
AMM-SU-3246 | SU | Monopole / greenfield | D-RAN | 3 | 3 | 0 | 3 | 3 | 3 | 1 | 1 | 0 | 15 | 5720 | 8110 | 21 | 33.6 | 7 | 15 | 0
AMM-SU-3247 | SU | Rooftop | D-RAN | 3 | 3 | 0 | 3 | 3 | 3 | 1 | 1 | 0 | 15 | 5720 | 8110 | 21 | 33.6 | 7 | 15 | 0
AMM-SU-3248 | SU | Rooftop | D-RAN | 3 | 3 | 0 | 3 | 3 | 3 | 1 | 1 | 0 | 15 | 5720 | 8110 | 21 | 33.6 | 7 | 15 | 0
AMM-SU-3249 | SU | Monopole / greenfield | D-RAN | 3 | 3 | 0 | 3 | 3 | 3 | 1 | 1 | 0 | 15 | 5720 | 8110 | 21 | 33.6 | 7 | 15 | 0
AMM-SU-3250 | SU | Monopole / greenfield | D-RAN | 3 | 3 | 0 | 3 | 3 | 3 | 1 | 1 | 0 | 15 | 5720 | 8110 | 21 | 33.6 | 7 | 15 | 0
AMM-SU-3251 | SU | Monopole / greenfield | D-RAN | 3 | 3 | 0 | 3 | 3 | 3 | 1 | 1 | 0 | 15 | 5720 | 8110 | 21 | 33.6 | 7 | 15 | 0
AMM-SU-3252 | SU | Monopole / greenfield | D-RAN | 3 | 3 | 0 | 3 | 3 | 3 | 1 | 1 | 0 | 15 | 5720 | 8110 | 21 | 33.6 | 7 | 15 | 0
AMM-SU-3253 | SU | Monopole / greenfield | D-RAN | 3 | 3 | 0 | 3 | 3 | 3 | 1 | 1 | 0 | 15 | 5720 | 8110 | 21 | 33.6 | 7 | 15 | 0
AMM-SU-3254 | SU | Monopole / greenfield | D-RAN | 3 | 3 | 0 | 3 | 3 | 3 | 1 | 1 | 0 | 15 | 5720 | 8110 | 21 | 33.6 | 7 | 15 | 0
AMM-SU-3255 | SU | Monopole / greenfield | C-RAN | 3 | 3 | 0 | 3 | 3 | 3 | 0 | 0 | 1 | 15 | 5310 | 7540 | 18 | 28.8 | 6 | 15 | 0
AMM-SU-3256 | SU | Monopole / greenfield | D-RAN | 3 | 3 | 0 | 3 | 3 | 3 | 1 | 1 | 0 | 15 | 5720 | 8110 | 21 | 33.6 | 7 | 15 | 0
AMM-SU-3257 | SU | Monopole / greenfield | D-RAN | 3 | 3 | 0 | 3 | 3 | 3 | 1 | 1 | 0 | 15 | 5720 | 8110 | 21 | 33.6 | 7 | 15 | 0
AMM-SU-3258 | SU | Monopole / greenfield | D-RAN | 3 | 3 | 0 | 3 | 3 | 3 | 1 | 1 | 0 | 15 | 5720 | 8110 | 21 | 33.6 | 7 | 15 | 0
AMM-SU-3259 | SU | Rooftop | D-RAN | 3 | 3 | 0 | 3 | 3 | 3 | 1 | 1 | 0 | 15 | 5720 | 8110 | 21 | 33.6 | 7 | 15 | 0
AMM-SU-3260 | SU | Monopole / greenfield | D-RAN | 3 | 3 | 0 | 3 | 3 | 3 | 1 | 1 | 0 | 15 | 5720 | 8110 | 21 | 33.6 | 7 | 15 | 0
AMM-SU-3261 | SU | Monopole / greenfield | D-RAN | 3 | 3 | 0 | 3 | 3 | 3 | 1 | 1 | 0 | 15 | 5720 | 8110 | 21 | 33.6 | 7 | 15 | 0
AMM-SU-3262 | SU | Monopole / greenfield | D-RAN | 3 | 3 | 0 | 3 | 3 | 3 | 1 | 1 | 0 | 15 | 5720 | 8110 | 21 | 33.6 | 7 | 15 | 0
AMM-SU-3263 | SU | Monopole / greenfield | D-RAN | 3 | 3 | 0 | 3 | 3 | 3 | 1 | 1 | 0 | 15 | 5720 | 8110 | 21 | 33.6 | 7 | 15 | 0
AMM-SU-3264 | SU | Monopole / greenfield | D-RAN | 3 | 3 | 0 | 3 | 3 | 3 | 1 | 1 | 0 | 15 | 5720 | 8110 | 21 | 33.6 | 7 | 15 | 0
AMM-SU-3265 | SU | Monopole / greenfield | D-RAN | 3 | 3 | 0 | 3 | 3 | 3 | 1 | 1 | 0 | 15 | 5720 | 8110 | 21 | 33.6 | 7 | 15 | 0
AMM-SU-3266 | SU | Monopole / greenfield | D-RAN | 3 | 3 | 0 | 3 | 3 | 3 | 1 | 1 | 0 | 15 | 5720 | 8110 | 21 | 33.6 | 7 | 15 | 0
AMM-SU-3267 | SU | Monopole / greenfield | D-RAN | 3 | 3 | 0 | 3 | 3 | 3 | 1 | 1 | 0 | 15 | 5720 | 8110 | 21 | 33.6 | 7 | 15 | 0
AMM-SU-3268 | SU | Monopole / greenfield | D-RAN | 3 | 3 | 0 | 3 | 3 | 3 | 1 | 1 | 0 | 15 | 5720 | 8110 | 21 | 33.6 | 7 | 15 | 0
AMM-SU-3269 | SU | Monopole / greenfield | D-RAN | 3 | 3 | 0 | 3 | 3 | 3 | 1 | 1 | 0 | 15 | 5720 | 8110 | 21 | 33.6 | 7 | 15 | 0
AMM-SU-3270 | SU | Monopole / greenfield | D-RAN | 3 | 3 | 0 | 3 | 3 | 3 | 1 | 1 | 0 | 15 | 5720 | 8110 | 21 | 33.6 | 7 | 15 | 0
AMM-SU-3271 | SU | Monopole / greenfield | D-RAN | 3 | 3 | 0 | 3 | 3 | 3 | 1 | 1 | 0 | 15 | 5720 | 8110 | 21 | 33.6 | 7 | 15 | 0
AMM-SU-3272 | SU | Monopole / greenfield | D-RAN | 3 | 3 | 0 | 3 | 3 | 3 | 1 | 1 | 0 | 15 | 5720 | 8110 | 21 | 33.6 | 7 | 15 | 0
AMM-SU-3273 | SU | Monopole / greenfield | D-RAN | 3 | 3 | 0 | 3 | 3 | 3 | 1 | 1 | 0 | 15 | 5720 | 8110 | 21 | 33.6 | 7 | 15 | 0
AMM-SU-3274 | SU | Monopole / greenfield | D-RAN | 3 | 3 | 0 | 3 | 3 | 3 | 1 | 1 | 0 | 15 | 5720 | 8110 | 21 | 33.6 | 7 | 15 | 0
AMM-SU-3275 | SU | Rooftop | D-RAN | 3 | 3 | 0 | 3 | 3 | 3 | 1 | 1 | 0 | 15 | 5720 | 8110 | 21 | 33.6 | 7 | 15 | 0
AMM-SU-3276 | SU | Rooftop | D-RAN | 3 | 3 | 0 | 3 | 3 | 3 | 1 | 1 | 0 | 15 | 5720 | 8110 | 21 | 33.6 | 7 | 15 | 0
AMM-SU-3277 | SU | Rooftop | D-RAN | 3 | 3 | 0 | 3 | 3 | 3 | 1 | 1 | 0 | 15 | 5720 | 8110 | 21 | 33.6 | 7 | 15 | 0
AMM-SU-3278 | SU | Monopole / greenfield | D-RAN | 3 | 3 | 0 | 3 | 3 | 3 | 1 | 1 | 0 | 15 | 5720 | 8110 | 21 | 33.6 | 7 | 15 | 0
AMM-SU-3279 | SU | Monopole / greenfield | D-RAN | 3 | 3 | 0 | 3 | 3 | 3 | 1 | 1 | 0 | 15 | 5720 | 8110 | 21 | 33.6 | 7 | 15 | 0
AMM-SU-3280 | SU | Monopole / greenfield | D-RAN | 3 | 3 | 0 | 3 | 3 | 3 | 1 | 1 | 0 | 15 | 5720 | 8110 | 21 | 33.6 | 7 | 15 | 0
AMM-SU-3281 | SU | Monopole / greenfield | D-RAN | 3 | 3 | 0 | 3 | 3 | 3 | 1 | 1 | 0 | 15 | 5720 | 8110 | 21 | 33.6 | 7 | 15 | 0
AMM-SU-3282 | SU | Monopole / greenfield | D-RAN | 3 | 3 | 0 | 3 | 3 | 3 | 1 | 1 | 0 | 15 | 5720 | 8110 | 21 | 33.6 | 7 | 15 | 0
AMM-SU-3283 | SU | Monopole / greenfield | D-RAN | 3 | 3 | 0 | 3 | 3 | 3 | 1 | 1 | 0 | 15 | 5720 | 8110 | 21 | 33.6 | 7 | 15 | 0
AMM-SU-3284 | SU | Monopole / greenfield | D-RAN | 3 | 3 | 0 | 3 | 3 | 3 | 1 | 1 | 0 | 15 | 5720 | 8110 | 21 | 33.6 | 7 | 15 | 0
AMM-SU-3285 | SU | Monopole / greenfield | D-RAN | 3 | 3 | 0 | 3 | 3 | 3 | 1 | 1 | 0 | 15 | 5720 | 8110 | 21 | 33.6 | 7 | 15 | 0
AMM-SU-3286 | SU | Monopole / greenfield | D-RAN | 3 | 3 | 0 | 3 | 3 | 3 | 1 | 1 | 0 | 15 | 5720 | 8110 | 21 | 33.6 | 7 | 15 | 0
AMM-SU-3287 | SU | Monopole / greenfield | D-RAN | 3 | 3 | 0 | 3 | 3 | 3 | 1 | 1 | 0 | 15 | 5720 | 8110 | 21 | 33.6 | 7 | 15 | 0
AMM-SU-3288 | SU | Monopole / greenfield | D-RAN | 3 | 3 | 0 | 3 | 3 | 3 | 1 | 1 | 0 | 15 | 5720 | 8110 | 21 | 33.6 | 7 | 15 | 0
AMM-SU-3289 | SU | Monopole / greenfield | D-RAN | 3 | 3 | 0 | 3 | 3 | 3 | 1 | 1 | 0 | 15 | 5720 | 8110 | 21 | 33.6 | 7 | 15 | 0
AMM-SU-3290 | SU | Monopole / greenfield | D-RAN | 3 | 3 | 0 | 3 | 3 | 3 | 1 | 1 | 0 | 15 | 5720 | 8110 | 21 | 33.6 | 7 | 15 | 0
AMM-SU-3291 | SU | Monopole / greenfield | D-RAN | 3 | 3 | 0 | 3 | 3 | 3 | 1 | 1 | 0 | 15 | 5720 | 8110 | 21 | 33.6 | 7 | 15 | 0
AMM-SU-3292 | SU | Monopole / greenfield | D-RAN | 3 | 3 | 0 | 3 | 3 | 3 | 1 | 1 | 0 | 15 | 5720 | 8110 | 21 | 33.6 | 7 | 15 | 0
AMM-SU-3293 | SU | Monopole / greenfield | D-RAN | 3 | 3 | 0 | 3 | 3 | 3 | 1 | 1 | 0 | 15 | 5720 | 8110 | 21 | 33.6 | 7 | 15 | 0
AMM-SU-3294 | SU | Monopole / greenfield | D-RAN | 3 | 3 | 0 | 3 | 3 | 3 | 1 | 1 | 0 | 15 | 5720 | 8110 | 21 | 33.6 | 7 | 15 | 0
AMM-SU-3295 | SU | Monopole / greenfield | D-RAN | 3 | 3 | 0 | 3 | 3 | 3 | 1 | 1 | 0 | 15 | 5720 | 8110 | 21 | 33.6 | 7 | 15 | 0
AMM-SU-3296 | SU | Monopole / greenfield | D-RAN | 3 | 3 | 0 | 3 | 3 | 3 | 1 | 1 | 0 | 15 | 5720 | 8110 | 21 | 33.6 | 7 | 15 | 0
AMM-SU-3297 | SU | Monopole / greenfield | D-RAN | 3 | 3 | 0 | 3 | 3 | 3 | 1 | 1 | 0 | 15 | 5720 | 8110 | 21 | 33.6 | 7 | 15 | 0
AMM-SU-3298 | SU | Monopole / greenfield | D-RAN | 3 | 3 | 0 | 3 | 3 | 3 | 1 | 1 | 0 | 15 | 5720 | 8110 | 21 | 33.6 | 7 | 15 | 0
AMM-SU-3299 | SU | Monopole / greenfield | D-RAN | 3 | 3 | 0 | 3 | 3 | 3 | 1 | 1 | 0 | 15 | 5720 | 8110 | 21 | 33.6 | 7 | 15 | 0
AMM-SU-3300 | SU | Monopole / greenfield | D-RAN | 3 | 3 | 0 | 3 | 3 | 3 | 1 | 1 | 0 | 15 | 5720 | 8110 | 21 | 33.6 | 7 | 15 | 0
AMM-SU-3301 | SU | Monopole / greenfield | D-RAN | 3 | 3 | 0 | 3 | 3 | 3 | 1 | 1 | 0 | 15 | 5720 | 8110 | 21 | 33.6 | 7 | 15 | 0
AMM-SU-3302 | SU | Monopole / greenfield | D-RAN | 3 | 3 | 0 | 3 | 3 | 3 | 1 | 1 | 0 | 15 | 5720 | 8110 | 21 | 33.6 | 7 | 15 | 0
AMM-SU-3303 | SU | Monopole / greenfield | D-RAN | 3 | 3 | 0 | 3 | 3 | 3 | 1 | 1 | 0 | 15 | 5720 | 8110 | 21 | 33.6 | 7 | 15 | 0
AMM-SU-3304 | SU | Monopole / greenfield | D-RAN | 3 | 3 | 0 | 3 | 3 | 3 | 1 | 1 | 0 | 15 | 5720 | 8110 | 21 | 33.6 | 7 | 15 | 0
AMM-SU-3305 | SU | Monopole / greenfield | D-RAN | 3 | 3 | 0 | 3 | 3 | 3 | 1 | 1 | 0 | 15 | 5720 | 8110 | 21 | 33.6 | 7 | 15 | 0
AMM-SU-3306 | SU | Monopole / greenfield | D-RAN | 3 | 3 | 0 | 3 | 3 | 3 | 1 | 1 | 0 | 15 | 5720 | 8110 | 21 | 33.6 | 7 | 15 | 0
AMM-SU-3307 | SU | Monopole / greenfield | D-RAN | 3 | 3 | 0 | 3 | 3 | 3 | 1 | 1 | 0 | 15 | 5720 | 8110 | 21 | 33.6 | 7 | 15 | 0
AMM-SU-3308 | SU | Monopole / greenfield | D-RAN | 3 | 3 | 0 | 3 | 3 | 3 | 1 | 1 | 0 | 15 | 5720 | 8110 | 21 | 33.6 | 7 | 15 | 0
AMM-SU-3309 | SU | Monopole / greenfield | D-RAN | 3 | 3 | 0 | 3 | 3 | 3 | 1 | 1 | 0 | 15 | 5720 | 8110 | 21 | 33.6 | 7 | 15 | 0
AMM-SU-3310 | SU | Monopole / greenfield | D-RAN | 3 | 3 | 0 | 3 | 3 | 3 | 1 | 1 | 0 | 15 | 5720 | 8110 | 21 | 33.6 | 7 | 15 | 0
AMM-SU-3311 | SU | Monopole / greenfield | D-RAN | 3 | 3 | 0 | 3 | 3 | 3 | 1 | 1 | 0 | 15 | 5720 | 8110 | 21 | 33.6 | 7 | 15 | 0
AMM-SU-3312 | SU | Monopole / greenfield | D-RAN | 3 | 3 | 0 | 3 | 3 | 3 | 1 | 1 | 0 | 15 | 5720 | 8110 | 21 | 33.6 | 7 | 15 | 0
AMM-SU-3313 | SU | Monopole / greenfield | C-RAN | 3 | 3 | 0 | 3 | 3 | 3 | 0 | 0 | 1 | 15 | 5310 | 7540 | 18 | 28.8 | 6 | 15 | 0
AMM-SU-3314 | SU | Monopole / greenfield | D-RAN | 3 | 3 | 0 | 3 | 3 | 3 | 1 | 1 | 0 | 15 | 5720 | 8110 | 21 | 33.6 | 7 | 15 | 0
AMM-SU-3315 | SU | Monopole / greenfield | D-RAN | 3 | 3 | 0 | 3 | 3 | 3 | 1 | 1 | 0 | 15 | 5720 | 8110 | 21 | 33.6 | 7 | 15 | 0
AMM-SU-3316 | SU | Monopole / greenfield | D-RAN | 3 | 3 | 0 | 3 | 3 | 3 | 1 | 1 | 0 | 15 | 5720 | 8110 | 21 | 33.6 | 7 | 15 | 0
AMM-SU-3317 | SU | Monopole / greenfield | D-RAN | 3 | 3 | 0 | 3 | 3 | 3 | 1 | 1 | 0 | 15 | 5720 | 8110 | 21 | 33.6 | 7 | 15 | 0
AMM-SU-3318 | SU | Monopole / greenfield | D-RAN | 3 | 3 | 0 | 3 | 3 | 3 | 1 | 1 | 0 | 15 | 5720 | 8110 | 21 | 33.6 | 7 | 15 | 0
AMM-SU-3319 | SU | Monopole / greenfield | D-RAN | 3 | 3 | 0 | 3 | 3 | 3 | 1 | 1 | 0 | 15 | 5720 | 8110 | 21 | 33.6 | 7 | 15 | 0
AMM-SU-3320 | SU | Monopole / greenfield | D-RAN | 3 | 3 | 0 | 3 | 3 | 3 | 1 | 1 | 0 | 15 | 5720 | 8110 | 21 | 33.6 | 7 | 15 | 0
AMM-SU-3321 | SU | Monopole / greenfield | D-RAN | 3 | 3 | 0 | 3 | 3 | 3 | 1 | 1 | 0 | 15 | 5720 | 8110 | 21 | 33.6 | 7 | 15 | 0
AMM-SU-3322 | SU | Monopole / greenfield | D-RAN | 3 | 3 | 0 | 3 | 3 | 3 | 1 | 1 | 0 | 15 | 5720 | 8110 | 21 | 33.6 | 7 | 15 | 0
AMM-SU-3323 | SU | Monopole / greenfield | D-RAN | 3 | 3 | 0 | 3 | 3 | 3 | 1 | 1 | 0 | 15 | 5720 | 8110 | 21 | 33.6 | 7 | 15 | 0
AMM-SU-3324 | SU | Monopole / greenfield | D-RAN | 3 | 3 | 0 | 3 | 3 | 3 | 1 | 1 | 0 | 15 | 5720 | 8110 | 21 | 33.6 | 7 | 15 | 0
AMM-SU-3325 | SU | Monopole / greenfield | D-RAN | 3 | 3 | 0 | 3 | 3 | 3 | 1 | 1 | 0 | 15 | 5720 | 8110 | 21 | 33.6 | 7 | 15 | 0
AMM-SU-3326 | SU | Monopole / greenfield | D-RAN | 3 | 3 | 0 | 3 | 3 | 3 | 1 | 1 | 0 | 15 | 5720 | 8110 | 21 | 33.6 | 7 | 15 | 0
AMM-SU-3327 | SU | Monopole / greenfield | D-RAN | 3 | 3 | 0 | 3 | 3 | 3 | 1 | 1 | 0 | 15 | 5720 | 8110 | 21 | 33.6 | 7 | 15 | 0
AMM-SU-3328 | SU | Monopole / greenfield | D-RAN | 3 | 3 | 0 | 3 | 3 | 3 | 1 | 1 | 0 | 15 | 5720 | 8110 | 21 | 33.6 | 7 | 15 | 0
AMM-SU-3329 | SU | Monopole / greenfield | D-RAN | 3 | 3 | 0 | 3 | 3 | 3 | 1 | 1 | 0 | 15 | 5720 | 8110 | 21 | 33.6 | 7 | 15 | 0
AMM-SU-3330 | SU | Monopole / greenfield | D-RAN | 3 | 3 | 0 | 3 | 3 | 3 | 1 | 1 | 0 | 15 | 5720 | 8110 | 21 | 33.6 | 7 | 15 | 0
AMM-SU-3331 | SU | Monopole / greenfield | D-RAN | 3 | 3 | 0 | 3 | 3 | 3 | 1 | 1 | 0 | 15 | 5720 | 8110 | 21 | 33.6 | 7 | 15 | 0
AMM-SU-3332 | SU | Monopole / greenfield | D-RAN | 3 | 3 | 0 | 3 | 3 | 3 | 1 | 1 | 0 | 15 | 5720 | 8110 | 21 | 33.6 | 7 | 15 | 0
AMM-SU-3333 | SU | Monopole / greenfield | D-RAN | 3 | 3 | 0 | 3 | 3 | 3 | 1 | 1 | 0 | 15 | 5720 | 8110 | 21 | 33.6 | 7 | 15 | 0
AMM-SU-3334 | SU | Monopole / greenfield | D-RAN | 3 | 3 | 0 | 3 | 3 | 3 | 1 | 1 | 0 | 15 | 5720 | 8110 | 21 | 33.6 | 7 | 15 | 0
AMM-SU-3335 | SU | Monopole / greenfield | D-RAN | 3 | 3 | 0 | 3 | 3 | 3 | 1 | 1 | 0 | 15 | 5720 | 8110 | 21 | 33.6 | 7 | 15 | 0
AMM-SU-3336 | SU | Monopole / greenfield | D-RAN | 3 | 3 | 0 | 3 | 3 | 3 | 1 | 1 | 0 | 15 | 5720 | 8110 | 21 | 33.6 | 7 | 15 | 0
AMM-SU-3337 | SU | Monopole / greenfield | D-RAN | 3 | 3 | 0 | 3 | 3 | 3 | 1 | 1 | 0 | 15 | 5720 | 8110 | 21 | 33.6 | 7 | 15 | 0
AMM-SU-3338 | SU | Monopole / greenfield | D-RAN | 3 | 3 | 0 | 3 | 3 | 3 | 1 | 1 | 0 | 15 | 5720 | 8110 | 21 | 33.6 | 7 | 15 | 0
AMM-SU-3339 | SU | Monopole / greenfield | C-RAN | 3 | 3 | 0 | 3 | 3 | 3 | 0 | 0 | 1 | 15 | 5310 | 7540 | 18 | 28.8 | 6 | 15 | 0
AMM-SU-3340 | SU | Monopole / greenfield | C-RAN | 3 | 3 | 0 | 3 | 3 | 3 | 0 | 0 | 1 | 15 | 5310 | 7540 | 18 | 28.8 | 6 | 15 | 0
AMM-SU-3341 | SU | Monopole / greenfield | D-RAN | 3 | 3 | 0 | 3 | 3 | 3 | 1 | 1 | 0 | 15 | 5720 | 8110 | 21 | 33.6 | 7 | 15 | 0
AMM-SU-3342 | SU | Monopole / greenfield | D-RAN | 3 | 3 | 0 | 3 | 3 | 3 | 1 | 1 | 0 | 15 | 5720 | 8110 | 21 | 33.6 | 7 | 15 | 0
AMM-SU-3343 | SU | Monopole / greenfield | D-RAN | 3 | 3 | 0 | 3 | 3 | 3 | 1 | 1 | 0 | 15 | 5720 | 8110 | 21 | 33.6 | 7 | 15 | 0
AMM-SU-3344 | SU | Monopole / greenfield | D-RAN | 3 | 3 | 0 | 3 | 3 | 3 | 1 | 1 | 0 | 15 | 5720 | 8110 | 21 | 33.6 | 7 | 15 | 0
AMM-SU-3345 | SU | Monopole / greenfield | D-RAN | 3 | 3 | 0 | 3 | 3 | 3 | 1 | 1 | 0 | 15 | 5720 | 8110 | 21 | 33.6 | 7 | 15 | 0
AMM-SU-3346 | SU | Monopole / greenfield | D-RAN | 3 | 3 | 0 | 3 | 3 | 3 | 1 | 1 | 0 | 15 | 5720 | 8110 | 21 | 33.6 | 7 | 15 | 0
AMM-SU-3347 | SU | Monopole / greenfield | D-RAN | 3 | 3 | 0 | 3 | 3 | 3 | 1 | 1 | 0 | 15 | 5720 | 8110 | 21 | 33.6 | 7 | 15 | 0
AMM-SU-3348 | SU | Monopole / greenfield | D-RAN | 3 | 3 | 0 | 3 | 3 | 3 | 1 | 1 | 0 | 15 | 5720 | 8110 | 21 | 33.6 | 7 | 15 | 0
AMM-SU-3349 | SU | Monopole / greenfield | D-RAN | 3 | 3 | 0 | 3 | 3 | 3 | 1 | 1 | 0 | 15 | 5720 | 8110 | 21 | 33.6 | 7 | 15 | 0
AMM-SU-3350 | SU | Monopole / greenfield | D-RAN | 3 | 3 | 0 | 3 | 3 | 3 | 1 | 1 | 0 | 15 | 5720 | 8110 | 21 | 33.6 | 7 | 15 | 0
AMM-SU-3351 | SU | Monopole / greenfield | D-RAN | 3 | 3 | 0 | 3 | 3 | 3 | 1 | 1 | 0 | 15 | 5720 | 8110 | 21 | 33.6 | 7 | 15 | 0
AMM-SU-3352 | SU | Monopole / greenfield | D-RAN | 3 | 3 | 0 | 3 | 3 | 3 | 1 | 1 | 0 | 15 | 5720 | 8110 | 21 | 33.6 | 7 | 15 | 0
AMM-SU-3353 | SU | Monopole / greenfield | D-RAN | 3 | 3 | 0 | 3 | 3 | 3 | 1 | 1 | 0 | 15 | 5720 | 8110 | 21 | 33.6 | 7 | 15 | 0
AMM-SU-3354 | SU | Monopole / greenfield | D-RAN | 3 | 3 | 0 | 3 | 3 | 3 | 1 | 1 | 0 | 15 | 5720 | 8110 | 21 | 33.6 | 7 | 15 | 0
AMM-SU-3355 | SU | Monopole / greenfield | D-RAN | 3 | 3 | 0 | 3 | 3 | 3 | 1 | 1 | 0 | 15 | 5720 | 8110 | 21 | 33.6 | 7 | 15 | 0
AMM-SU-3356 | SU | Monopole / greenfield | D-RAN | 3 | 3 | 0 | 3 | 3 | 3 | 1 | 1 | 0 | 15 | 5720 | 8110 | 21 | 33.6 | 7 | 15 | 0
AMM-SU-3357 | SU | Monopole / greenfield | D-RAN | 3 | 3 | 0 | 3 | 3 | 3 | 1 | 1 | 0 | 15 | 5720 | 8110 | 21 | 33.6 | 7 | 15 | 0
AMM-SU-3358 | SU | Monopole / greenfield | D-RAN | 3 | 3 | 0 | 3 | 3 | 3 | 1 | 1 | 0 | 15 | 5720 | 8110 | 21 | 33.6 | 7 | 15 | 0
AMM-SU-3359 | SU | Monopole / greenfield | D-RAN | 3 | 3 | 0 | 3 | 3 | 3 | 1 | 1 | 0 | 15 | 5720 | 8110 | 21 | 33.6 | 7 | 15 | 0
AMM-SU-3360 | SU | Monopole / greenfield | C-RAN | 3 | 3 | 0 | 3 | 3 | 3 | 0 | 0 | 1 | 15 | 5310 | 7540 | 18 | 28.8 | 6 | 15 | 0
AMM-SU-3361 | SU | Monopole / greenfield | C-RAN | 3 | 3 | 0 | 3 | 3 | 3 | 0 | 0 | 1 | 15 | 5310 | 7540 | 18 | 28.8 | 6 | 15 | 0
AMM-SU-3362 | SU | Monopole / greenfield | C-RAN | 3 | 3 | 0 | 3 | 3 | 3 | 0 | 0 | 1 | 15 | 5310 | 7540 | 18 | 28.8 | 6 | 15 | 0
AMM-SU-3363 | SU | Monopole / greenfield | D-RAN | 3 | 3 | 0 | 3 | 3 | 3 | 1 | 1 | 0 | 15 | 5720 | 8110 | 21 | 33.6 | 7 | 15 | 0
AMM-SU-3364 | SU | Monopole / greenfield | D-RAN | 3 | 3 | 0 | 3 | 3 | 3 | 1 | 1 | 0 | 15 | 5720 | 8110 | 21 | 33.6 | 7 | 15 | 0
AMM-SU-3365 | SU | Monopole / greenfield | D-RAN | 3 | 3 | 0 | 3 | 3 | 3 | 1 | 1 | 0 | 15 | 5720 | 8110 | 21 | 33.6 | 7 | 15 | 0
AMM-SU-3366 | SU | Monopole / greenfield | D-RAN | 3 | 3 | 0 | 3 | 3 | 3 | 1 | 1 | 0 | 15 | 5720 | 8110 | 21 | 33.6 | 7 | 15 | 0
AMM-SU-3367 | SU | Monopole / greenfield | D-RAN | 3 | 3 | 0 | 3 | 3 | 3 | 1 | 1 | 0 | 15 | 5720 | 8110 | 21 | 33.6 | 7 | 15 | 0
AMM-SU-3368 | SU | Monopole / greenfield | D-RAN | 3 | 3 | 0 | 3 | 3 | 3 | 1 | 1 | 0 | 15 | 5720 | 8110 | 21 | 33.6 | 7 | 15 | 0
AMM-SU-3369 | SU | Monopole / greenfield | D-RAN | 3 | 3 | 0 | 3 | 3 | 3 | 1 | 1 | 0 | 15 | 5720 | 8110 | 21 | 33.6 | 7 | 15 | 0
AMM-SU-3370 | SU | Monopole / greenfield | D-RAN | 3 | 3 | 0 | 3 | 3 | 3 | 1 | 1 | 0 | 15 | 5720 | 8110 | 21 | 33.6 | 7 | 15 | 0
AMM-SU-3371 | SU | Monopole / greenfield | D-RAN | 3 | 3 | 0 | 3 | 3 | 3 | 1 | 1 | 0 | 15 | 5720 | 8110 | 21 | 33.6 | 7 | 15 | 0
AMM-SU-3372 | SU | Monopole / greenfield | D-RAN | 3 | 3 | 0 | 3 | 3 | 3 | 1 | 1 | 0 | 15 | 5720 | 8110 | 21 | 33.6 | 7 | 15 | 0
AMM-SU-3373 | SU | Monopole / greenfield | D-RAN | 3 | 3 | 0 | 3 | 3 | 3 | 1 | 1 | 0 | 15 | 5720 | 8110 | 21 | 33.6 | 7 | 15 | 0
AMM-SU-3374 | SU | Monopole / greenfield | D-RAN | 3 | 3 | 0 | 3 | 3 | 3 | 1 | 1 | 0 | 15 | 5720 | 8110 | 21 | 33.6 | 7 | 15 | 0
AMM-SU-3375 | SU | Monopole / greenfield | D-RAN | 3 | 3 | 0 | 3 | 3 | 3 | 1 | 1 | 0 | 15 | 5720 | 8110 | 21 | 33.6 | 7 | 15 | 0
AMM-SU-3376 | SU | Monopole / greenfield | D-RAN | 3 | 3 | 0 | 3 | 3 | 3 | 1 | 1 | 0 | 15 | 5720 | 8110 | 21 | 33.6 | 7 | 15 | 0
AMM-SU-3377 | SU | Monopole / greenfield | D-RAN | 3 | 3 | 0 | 3 | 3 | 3 | 1 | 1 | 0 | 15 | 5720 | 8110 | 21 | 33.6 | 7 | 15 | 0
AMM-SU-3378 | SU | Monopole / greenfield | D-RAN | 3 | 3 | 0 | 3 | 3 | 3 | 1 | 1 | 0 | 15 | 5720 | 8110 | 21 | 33.6 | 7 | 15 | 0
AMM-SU-3379 | SU | Monopole / greenfield | D-RAN | 3 | 3 | 0 | 3 | 3 | 3 | 1 | 1 | 0 | 15 | 5720 | 8110 | 21 | 33.6 | 7 | 15 | 0
AMM-SU-3380 | SU | Monopole / greenfield | D-RAN | 3 | 3 | 0 | 3 | 3 | 3 | 1 | 1 | 0 | 15 | 5720 | 8110 | 21 | 33.6 | 7 | 15 | 0
AMM-SU-3381 | SU | Monopole / greenfield | D-RAN | 3 | 3 | 0 | 3 | 3 | 3 | 1 | 1 | 0 | 15 | 5720 | 8110 | 21 | 33.6 | 7 | 15 | 0
AMM-SU-3382 | SU | Monopole / greenfield | D-RAN | 3 | 3 | 0 | 3 | 3 | 3 | 1 | 1 | 0 | 15 | 5720 | 8110 | 21 | 33.6 | 7 | 15 | 0
AMM-SU-3383 | SU | Monopole / greenfield | D-RAN | 3 | 3 | 0 | 3 | 3 | 3 | 1 | 1 | 0 | 15 | 5720 | 8110 | 21 | 33.6 | 7 | 15 | 0
AMM-SU-3384 | SU | Monopole / greenfield | D-RAN | 3 | 3 | 0 | 3 | 3 | 3 | 1 | 1 | 0 | 15 | 5720 | 8110 | 21 | 33.6 | 7 | 15 | 0
AMM-SU-3385 | SU | Rooftop | D-RAN | 3 | 3 | 0 | 3 | 3 | 3 | 1 | 1 | 0 | 15 | 5720 | 8110 | 21 | 33.6 | 7 | 15 | 0
AMM-SU-3386 | SU | Monopole / greenfield | D-RAN | 3 | 3 | 0 | 3 | 3 | 3 | 1 | 1 | 0 | 15 | 5720 | 8110 | 21 | 33.6 | 7 | 15 | 0
AMM-SU-3387 | SU | Monopole / greenfield | D-RAN | 3 | 3 | 0 | 3 | 3 | 3 | 1 | 1 | 0 | 15 | 5720 | 8110 | 21 | 33.6 | 7 | 15 | 0
AMM-SU-3388 | SU | Monopole / greenfield | D-RAN | 3 | 3 | 0 | 3 | 3 | 3 | 1 | 1 | 0 | 15 | 5720 | 8110 | 21 | 33.6 | 7 | 15 | 0
AMM-SU-3389 | SU | Monopole / greenfield | D-RAN | 3 | 3 | 0 | 3 | 3 | 3 | 1 | 1 | 0 | 15 | 5720 | 8110 | 21 | 33.6 | 7 | 15 | 0
AMM-SU-3390 | SU | Monopole / greenfield | D-RAN | 3 | 3 | 0 | 3 | 3 | 3 | 1 | 1 | 0 | 15 | 5720 | 8110 | 21 | 33.6 | 7 | 15 | 0
AMM-SU-3391 | SU | Monopole / greenfield | D-RAN | 3 | 3 | 0 | 3 | 3 | 3 | 1 | 1 | 0 | 15 | 5720 | 8110 | 21 | 33.6 | 7 | 15 | 0
AMM-SU-3392 | SU | Monopole / greenfield | D-RAN | 3 | 3 | 0 | 3 | 3 | 3 | 1 | 1 | 0 | 15 | 5720 | 8110 | 21 | 33.6 | 7 | 15 | 0
AMM-SU-3393 | SU | Monopole / greenfield | D-RAN | 3 | 3 | 0 | 3 | 3 | 3 | 1 | 1 | 0 | 15 | 5720 | 8110 | 21 | 33.6 | 7 | 15 | 0
AMM-SU-3394 | SU | Monopole / greenfield | D-RAN | 3 | 3 | 0 | 3 | 3 | 3 | 1 | 1 | 0 | 15 | 5720 | 8110 | 21 | 33.6 | 7 | 15 | 0
AMM-SU-3395 | SU | Monopole / greenfield | D-RAN | 3 | 3 | 0 | 3 | 3 | 3 | 1 | 1 | 0 | 15 | 5720 | 8110 | 21 | 33.6 | 7 | 15 | 0
AMM-SU-3396 | SU | Monopole / greenfield | D-RAN | 3 | 3 | 0 | 3 | 3 | 3 | 1 | 1 | 0 | 15 | 5720 | 8110 | 21 | 33.6 | 7 | 15 | 0
AMM-SU-3397 | SU | Monopole / greenfield | D-RAN | 3 | 3 | 0 | 3 | 3 | 3 | 1 | 1 | 0 | 15 | 5720 | 8110 | 21 | 33.6 | 7 | 15 | 0
AMM-SU-3398 | SU | Monopole / greenfield | D-RAN | 3 | 3 | 0 | 3 | 3 | 3 | 1 | 1 | 0 | 15 | 5720 | 8110 | 21 | 33.6 | 7 | 15 | 0
AMM-SU-3399 | SU | Rooftop | D-RAN | 3 | 3 | 0 | 3 | 3 | 3 | 1 | 1 | 0 | 15 | 5720 | 8110 | 21 | 33.6 | 7 | 15 | 0
AMM-SU-3400 | SU | Monopole / greenfield | D-RAN | 3 | 3 | 0 | 3 | 3 | 3 | 1 | 1 | 0 | 15 | 5720 | 8110 | 21 | 33.6 | 7 | 15 | 0
AMM-SU-3401 | SU | Monopole / greenfield | D-RAN | 3 | 3 | 0 | 3 | 3 | 3 | 1 | 1 | 0 | 15 | 5720 | 8110 | 21 | 33.6 | 7 | 15 | 0
AMM-SU-3402 | SU | Monopole / greenfield | D-RAN | 3 | 3 | 0 | 3 | 3 | 3 | 1 | 1 | 0 | 15 | 5720 | 8110 | 21 | 33.6 | 7 | 15 | 0
AMM-SU-3403 | SU | Monopole / greenfield | D-RAN | 3 | 3 | 0 | 3 | 3 | 3 | 1 | 1 | 0 | 15 | 5720 | 8110 | 21 | 33.6 | 7 | 15 | 0
AMM-SU-3404 | SU | Monopole / greenfield | D-RAN | 3 | 3 | 0 | 3 | 3 | 3 | 1 | 1 | 0 | 15 | 5720 | 8110 | 21 | 33.6 | 7 | 15 | 0
AMM-SU-3405 | SU | Monopole / greenfield | D-RAN | 3 | 3 | 0 | 3 | 3 | 3 | 1 | 1 | 0 | 15 | 5720 | 8110 | 21 | 33.6 | 7 | 15 | 0
AMM-SU-3406 | SU | Monopole / greenfield | D-RAN | 3 | 3 | 0 | 3 | 3 | 3 | 1 | 1 | 0 | 15 | 5720 | 8110 | 21 | 33.6 | 7 | 15 | 0
AMM-SU-3407 | SU | Monopole / greenfield | D-RAN | 3 | 3 | 0 | 3 | 3 | 3 | 1 | 1 | 0 | 15 | 5720 | 8110 | 21 | 33.6 | 7 | 15 | 0
AMM-SU-3408 | SU | Monopole / greenfield | D-RAN | 3 | 3 | 0 | 3 | 3 | 3 | 1 | 1 | 0 | 15 | 5720 | 8110 | 21 | 33.6 | 7 | 15 | 0
AMM-SU-3409 | SU | Monopole / greenfield | D-RAN | 3 | 3 | 0 | 3 | 3 | 3 | 1 | 1 | 0 | 15 | 5720 | 8110 | 21 | 33.6 | 7 | 15 | 0
AMM-SU-3410 | SU | Monopole / greenfield | D-RAN | 3 | 3 | 0 | 3 | 3 | 3 | 1 | 1 | 0 | 15 | 5720 | 8110 | 21 | 33.6 | 7 | 15 | 0
AMM-SU-3411 | SU | Monopole / greenfield | D-RAN | 3 | 3 | 0 | 3 | 3 | 3 | 1 | 1 | 0 | 15 | 5720 | 8110 | 21 | 33.6 | 7 | 15 | 0
AMM-SU-3412 | SU | Monopole / greenfield | D-RAN | 3 | 3 | 0 | 3 | 3 | 3 | 1 | 1 | 0 | 15 | 5720 | 8110 | 21 | 33.6 | 7 | 15 | 0
AMM-SU-3413 | SU | Monopole / greenfield | C-RAN | 3 | 3 | 0 | 3 | 3 | 3 | 0 | 0 | 1 | 15 | 5310 | 7540 | 18 | 28.8 | 6 | 15 | 0
AMM-SU-3414 | SU | Monopole / greenfield | C-RAN | 3 | 3 | 0 | 3 | 3 | 3 | 0 | 0 | 1 | 15 | 5310 | 7540 | 18 | 28.8 | 6 | 15 | 0
AMM-SU-3415 | SU | Monopole / greenfield | C-RAN | 3 | 3 | 0 | 3 | 3 | 3 | 0 | 0 | 1 | 15 | 5310 | 7540 | 18 | 28.8 | 6 | 15 | 0
AMM-SU-3416 | SU | Monopole / greenfield | C-RAN | 3 | 3 | 0 | 3 | 3 | 3 | 0 | 0 | 1 | 15 | 5310 | 7540 | 18 | 28.8 | 6 | 15 | 0
AMM-SU-3417 | SU | Rooftop | C-RAN | 3 | 3 | 0 | 3 | 3 | 3 | 0 | 0 | 1 | 15 | 5310 | 7540 | 18 | 28.8 | 6 | 15 | 0
AMM-SU-3418 | SU | Rooftop | D-RAN | 3 | 3 | 0 | 3 | 3 | 3 | 1 | 1 | 0 | 15 | 5720 | 8110 | 21 | 33.6 | 7 | 15 | 0
AMM-SU-3419 | SU | Rooftop | D-RAN | 3 | 3 | 0 | 3 | 3 | 3 | 1 | 1 | 0 | 15 | 5720 | 8110 | 21 | 33.6 | 7 | 15 | 0
AMM-SU-3420 | SU | Rooftop | D-RAN | 3 | 3 | 0 | 3 | 3 | 3 | 1 | 1 | 0 | 15 | 5720 | 8110 | 21 | 33.6 | 7 | 15 | 0
AMM-SU-3421 | SU | Monopole / greenfield | D-RAN | 3 | 3 | 0 | 3 | 3 | 3 | 1 | 1 | 0 | 15 | 5720 | 8110 | 21 | 33.6 | 7 | 15 | 0
AMM-SU-3422 | SU | Monopole / greenfield | D-RAN | 3 | 3 | 0 | 3 | 3 | 3 | 1 | 1 | 0 | 15 | 5720 | 8110 | 21 | 33.6 | 7 | 15 | 0
AMM-SU-3423 | SU | Monopole / greenfield | D-RAN | 3 | 3 | 0 | 3 | 3 | 3 | 1 | 1 | 0 | 15 | 5720 | 8110 | 21 | 33.6 | 7 | 15 | 0
AMM-SU-3424 | SU | Monopole / greenfield | D-RAN | 3 | 3 | 0 | 3 | 3 | 3 | 1 | 1 | 0 | 15 | 5720 | 8110 | 21 | 33.6 | 7 | 15 | 0
AMM-SU-3425 | SU | Monopole / greenfield | C-RAN | 3 | 3 | 0 | 3 | 3 | 3 | 0 | 0 | 1 | 15 | 5310 | 7540 | 18 | 28.8 | 6 | 15 | 0
AMM-SU-3426 | SU | Monopole / greenfield | C-RAN | 3 | 3 | 0 | 3 | 3 | 3 | 0 | 0 | 1 | 15 | 5310 | 7540 | 18 | 28.8 | 6 | 15 | 0
AMM-SU-3427 | SU | Monopole / greenfield | C-RAN | 3 | 3 | 0 | 3 | 3 | 3 | 0 | 0 | 1 | 15 | 5310 | 7540 | 18 | 28.8 | 6 | 15 | 0
AMM-SU-3428 | SU | Rooftop | C-RAN | 3 | 3 | 0 | 3 | 3 | 3 | 0 | 0 | 1 | 15 | 5310 | 7540 | 18 | 28.8 | 6 | 15 | 0
AMM-SU-3429 | SU | Rooftop | D-RAN | 3 | 3 | 0 | 3 | 3 | 3 | 1 | 1 | 0 | 15 | 5720 | 8110 | 21 | 33.6 | 7 | 15 | 0
AMM-SU-3430 | SU | Rooftop | D-RAN | 3 | 3 | 0 | 3 | 3 | 3 | 1 | 1 | 0 | 15 | 5720 | 8110 | 21 | 33.6 | 7 | 15 | 0
AMM-SU-3431 | SU | Monopole / greenfield | D-RAN | 3 | 3 | 0 | 3 | 3 | 3 | 1 | 1 | 0 | 15 | 5720 | 8110 | 21 | 33.6 | 7 | 15 | 0
AMM-SU-3432 | SU | Rooftop | D-RAN | 3 | 3 | 0 | 3 | 3 | 3 | 1 | 1 | 0 | 15 | 5720 | 8110 | 21 | 33.6 | 7 | 15 | 0
AMM-SU-3433 | SU | Rooftop | D-RAN | 3 | 3 | 0 | 3 | 3 | 3 | 1 | 1 | 0 | 15 | 5720 | 8110 | 21 | 33.6 | 7 | 15 | 0
AMM-SU-3434 | SU | Monopole / greenfield | C-RAN | 3 | 3 | 0 | 3 | 3 | 3 | 0 | 0 | 1 | 15 | 5310 | 7540 | 18 | 28.8 | 6 | 15 | 0
AMM-SU-3435 | SU | Monopole / greenfield | C-RAN | 3 | 3 | 0 | 3 | 3 | 3 | 0 | 0 | 1 | 15 | 5310 | 7540 | 18 | 28.8 | 6 | 15 | 0
AMM-SU-3436 | SU | Rooftop | C-RAN | 3 | 3 | 0 | 3 | 3 | 3 | 0 | 0 | 1 | 15 | 5310 | 7540 | 18 | 28.8 | 6 | 15 | 0
AMM-SU-3437 | SU | Rooftop | D-RAN | 3 | 3 | 0 | 3 | 3 | 3 | 1 | 1 | 0 | 15 | 5720 | 8110 | 21 | 33.6 | 7 | 15 | 0
AMM-SU-3438 | SU | Rooftop | D-RAN | 3 | 3 | 0 | 3 | 3 | 3 | 1 | 1 | 0 | 15 | 5720 | 8110 | 21 | 33.6 | 7 | 15 | 0
AMM-SU-3439 | SU | Monopole / greenfield | C-RAN | 3 | 3 | 0 | 3 | 3 | 3 | 0 | 0 | 1 | 15 | 5310 | 7540 | 18 | 28.8 | 6 | 15 | 0
AMM-SU-3440 | SU | Monopole / greenfield | C-RAN | 3 | 3 | 0 | 3 | 3 | 3 | 0 | 0 | 1 | 15 | 5310 | 7540 | 18 | 28.8 | 6 | 15 | 0
DEI-SU-0001 | SU | Monopole / greenfield | D-RAN | 3 | 3 | 0 | 3 | 3 | 3 | 1 | 1 | 0 | 15 | 5720 | 8110 | 21 | 33.6 | 7 | 15 | 0
DEI-SU-0002 | SU | Monopole / greenfield | D-RAN | 3 | 3 | 0 | 3 | 3 | 3 | 1 | 1 | 0 | 15 | 5720 | 8110 | 21 | 33.6 | 7 | 15 | 0
DEI-SU-0003 | SU | Monopole / greenfield | D-RAN | 3 | 3 | 0 | 3 | 3 | 3 | 1 | 1 | 0 | 15 | 5720 | 8110 | 21 | 33.6 | 7 | 15 | 0
DEI-SU-0004 | SU | Monopole / greenfield | D-RAN | 3 | 3 | 0 | 3 | 3 | 3 | 1 | 1 | 0 | 15 | 5720 | 8110 | 21 | 33.6 | 7 | 15 | 0
DEI-SU-0005 | SU | Monopole / greenfield | D-RAN | 3 | 3 | 0 | 3 | 3 | 3 | 1 | 1 | 0 | 15 | 5720 | 8110 | 21 | 33.6 | 7 | 15 | 0
DEI-SU-0006 | SU | Monopole / greenfield | D-RAN | 3 | 3 | 0 | 3 | 3 | 3 | 1 | 1 | 0 | 15 | 5720 | 8110 | 21 | 33.6 | 7 | 15 | 0
DEI-SU-0007 | SU | Rooftop | D-RAN | 3 | 3 | 0 | 3 | 3 | 3 | 1 | 1 | 0 | 15 | 5720 | 8110 | 21 | 33.6 | 7 | 15 | 0
DEI-SU-0008 | SU | Monopole / greenfield | D-RAN | 3 | 3 | 0 | 3 | 3 | 3 | 1 | 1 | 0 | 15 | 5720 | 8110 | 21 | 33.6 | 7 | 15 | 0
DEI-SU-0009 | SU | Monopole / greenfield | D-RAN | 3 | 3 | 0 | 3 | 3 | 3 | 1 | 1 | 0 | 15 | 5720 | 8110 | 21 | 33.6 | 7 | 15 | 0
DEI-SU-0010 | SU | Monopole / greenfield | D-RAN | 3 | 3 | 0 | 3 | 3 | 3 | 1 | 1 | 0 | 15 | 5720 | 8110 | 21 | 33.6 | 7 | 15 | 0
DEI-SU-0011 | SU | Monopole / greenfield | D-RAN | 3 | 3 | 0 | 3 | 3 | 3 | 1 | 1 | 0 | 15 | 5720 | 8110 | 21 | 33.6 | 7 | 15 | 0
DEI-SU-0012 | SU | Monopole / greenfield | D-RAN | 3 | 3 | 0 | 3 | 3 | 3 | 1 | 1 | 0 | 15 | 5720 | 8110 | 21 | 33.6 | 7 | 15 | 0
DEI-SU-0013 | SU | Monopole / greenfield | D-RAN | 3 | 3 | 0 | 3 | 3 | 3 | 1 | 1 | 0 | 15 | 5720 | 8110 | 21 | 33.6 | 7 | 15 | 0
DEI-SU-0014 | SU | Monopole / greenfield | D-RAN | 3 | 3 | 0 | 3 | 3 | 3 | 1 | 1 | 0 | 15 | 5720 | 8110 | 21 | 33.6 | 7 | 15 | 0
DEI-SU-0015 | SU | Monopole / greenfield | D-RAN | 3 | 3 | 0 | 3 | 3 | 3 | 1 | 1 | 0 | 15 | 5720 | 8110 | 21 | 33.6 | 7 | 15 | 0
DEI-SU-0016 | SU | Monopole / greenfield | D-RAN | 3 | 3 | 0 | 3 | 3 | 3 | 1 | 1 | 0 | 15 | 5720 | 8110 | 21 | 33.6 | 7 | 15 | 0
DEI-SU-0017 | SU | Monopole / greenfield | D-RAN | 3 | 3 | 0 | 3 | 3 | 3 | 1 | 1 | 0 | 15 | 5720 | 8110 | 21 | 33.6 | 7 | 15 | 0
DEI-SU-0018 | SU | Monopole / greenfield | D-RAN | 3 | 3 | 0 | 3 | 3 | 3 | 1 | 1 | 0 | 15 | 5720 | 8110 | 21 | 33.6 | 7 | 15 | 0
DEI-SU-0019 | SU | Monopole / greenfield | D-RAN | 3 | 3 | 0 | 3 | 3 | 3 | 1 | 1 | 0 | 15 | 5720 | 8110 | 21 | 33.6 | 7 | 15 | 0
DEI-SU-0020 | SU | Monopole / greenfield | D-RAN | 3 | 3 | 0 | 3 | 3 | 3 | 1 | 1 | 0 | 15 | 5720 | 8110 | 21 | 33.6 | 7 | 15 | 0
DEI-SU-0021 | SU | Monopole / greenfield | D-RAN | 3 | 3 | 0 | 3 | 3 | 3 | 1 | 1 | 0 | 15 | 5720 | 8110 | 21 | 33.6 | 7 | 15 | 0
DEI-SU-0022 | SU | Monopole / greenfield | D-RAN | 3 | 3 | 0 | 3 | 3 | 3 | 1 | 1 | 0 | 15 | 5720 | 8110 | 21 | 33.6 | 7 | 15 | 0
DEI-SU-0023 | SU | Monopole / greenfield | D-RAN | 3 | 3 | 0 | 3 | 3 | 3 | 1 | 1 | 0 | 15 | 5720 | 8110 | 21 | 33.6 | 7 | 15 | 0
DEI-SU-0024 | SU | Monopole / greenfield | D-RAN | 3 | 3 | 0 | 3 | 3 | 3 | 1 | 1 | 0 | 15 | 5720 | 8110 | 21 | 33.6 | 7 | 15 | 0
JER-SU-0068 | SU | Monopole / greenfield | C-RAN | 3 | 3 | 0 | 3 | 3 | 3 | 0 | 0 | 1 | 15 | 5310 | 7540 | 18 | 28.8 | 6 | 15 | 0
JER-SU-0069 | SU | Monopole / greenfield | C-RAN | 3 | 3 | 0 | 3 | 3 | 3 | 0 | 0 | 1 | 15 | 5310 | 7540 | 18 | 28.8 | 6 | 15 | 0
JER-SU-0070 | SU | Monopole / greenfield | C-RAN | 3 | 3 | 0 | 3 | 3 | 3 | 0 | 0 | 1 | 15 | 5310 | 7540 | 18 | 28.8 | 6 | 15 | 0
JER-SU-0071 | SU | Monopole / greenfield | C-RAN | 3 | 3 | 0 | 3 | 3 | 3 | 0 | 0 | 1 | 15 | 5310 | 7540 | 18 | 28.8 | 6 | 15 | 0
JER-SU-0072 | SU | Monopole / greenfield | C-RAN | 3 | 3 | 0 | 3 | 3 | 3 | 0 | 0 | 1 | 15 | 5310 | 7540 | 18 | 28.8 | 6 | 15 | 0
JER-SU-0073 | SU | Monopole / greenfield | C-RAN | 3 | 3 | 0 | 3 | 3 | 3 | 0 | 0 | 1 | 15 | 5310 | 7540 | 18 | 28.8 | 6 | 15 | 0
JER-SU-0074 | SU | Monopole / greenfield | C-RAN | 3 | 3 | 0 | 3 | 3 | 3 | 0 | 0 | 1 | 15 | 5310 | 7540 | 18 | 28.8 | 6 | 15 | 0
JER-SU-0075 | SU | Monopole / greenfield | C-RAN | 3 | 3 | 0 | 3 | 3 | 3 | 0 | 0 | 1 | 15 | 5310 | 7540 | 18 | 28.8 | 6 | 15 | 0
JER-SU-0076 | SU | Monopole / greenfield | C-RAN | 3 | 3 | 0 | 3 | 3 | 3 | 0 | 0 | 1 | 15 | 5310 | 7540 | 18 | 28.8 | 6 | 15 | 0
JER-SU-0077 | SU | Monopole / greenfield | C-RAN | 3 | 3 | 0 | 3 | 3 | 3 | 0 | 0 | 1 | 15 | 5310 | 7540 | 18 | 28.8 | 6 | 15 | 0
JER-SU-0078 | SU | Monopole / greenfield | C-RAN | 3 | 3 | 0 | 3 | 3 | 3 | 0 | 0 | 1 | 15 | 5310 | 7540 | 18 | 28.8 | 6 | 15 | 0
JER-SU-0079 | SU | Rooftop | C-RAN | 3 | 3 | 0 | 3 | 3 | 3 | 0 | 0 | 1 | 15 | 5310 | 7540 | 18 | 28.8 | 6 | 15 | 0
JER-SU-0080 | SU | Monopole / greenfield | C-RAN | 3 | 3 | 0 | 3 | 3 | 3 | 0 | 0 | 1 | 15 | 5310 | 7540 | 18 | 28.8 | 6 | 15 | 0
JER-SU-0081 | SU | Monopole / greenfield | C-RAN | 3 | 3 | 0 | 3 | 3 | 3 | 0 | 0 | 1 | 15 | 5310 | 7540 | 18 | 28.8 | 6 | 15 | 0
JER-SU-0082 | SU | Monopole / greenfield | C-RAN | 3 | 3 | 0 | 3 | 3 | 3 | 0 | 0 | 1 | 15 | 5310 | 7540 | 18 | 28.8 | 6 | 15 | 0
JER-SU-0083 | SU | Monopole / greenfield | C-RAN | 3 | 3 | 0 | 3 | 3 | 3 | 0 | 0 | 1 | 15 | 5310 | 7540 | 18 | 28.8 | 6 | 15 | 0
JER-SU-0084 | SU | Monopole / greenfield | C-RAN | 3 | 3 | 0 | 3 | 3 | 3 | 0 | 0 | 1 | 15 | 5310 | 7540 | 18 | 28.8 | 6 | 15 | 0
JER-SU-0085 | SU | Monopole / greenfield | C-RAN | 3 | 3 | 0 | 3 | 3 | 3 | 0 | 0 | 1 | 15 | 5310 | 7540 | 18 | 28.8 | 6 | 15 | 0
JER-SU-0086 | SU | Monopole / greenfield | C-RAN | 3 | 3 | 0 | 3 | 3 | 3 | 0 | 0 | 1 | 15 | 5310 | 7540 | 18 | 28.8 | 6 | 15 | 0
JER-SU-0087 | SU | Monopole / greenfield | C-RAN | 3 | 3 | 0 | 3 | 3 | 3 | 0 | 0 | 1 | 15 | 5310 | 7540 | 18 | 28.8 | 6 | 15 | 0
JER-SU-0088 | SU | Monopole / greenfield | C-RAN | 3 | 3 | 0 | 3 | 3 | 3 | 0 | 0 | 1 | 15 | 5310 | 7540 | 18 | 28.8 | 6 | 15 | 0
JER-SU-0089 | SU | Monopole / greenfield | C-RAN | 3 | 3 | 0 | 3 | 3 | 3 | 0 | 0 | 1 | 15 | 5310 | 7540 | 18 | 28.8 | 6 | 15 | 0
JER-SU-0090 | SU | Monopole / greenfield | C-RAN | 3 | 3 | 0 | 3 | 3 | 3 | 0 | 0 | 1 | 15 | 5310 | 7540 | 18 | 28.8 | 6 | 15 | 0
JER-SU-0091 | SU | Monopole / greenfield | C-RAN | 3 | 3 | 0 | 3 | 3 | 3 | 0 | 0 | 1 | 15 | 5310 | 7540 | 18 | 28.8 | 6 | 15 | 0
JER-SU-0092 | SU | Monopole / greenfield | C-RAN | 3 | 3 | 0 | 3 | 3 | 3 | 0 | 0 | 1 | 15 | 5310 | 7540 | 18 | 28.8 | 6 | 15 | 0
JER-SU-0093 | SU | Monopole / greenfield | C-RAN | 3 | 3 | 0 | 3 | 3 | 3 | 0 | 0 | 1 | 15 | 5310 | 7540 | 18 | 28.8 | 6 | 15 | 0
JER-SU-0094 | SU | Monopole / greenfield | C-RAN | 3 | 3 | 0 | 3 | 3 | 3 | 0 | 0 | 1 | 15 | 5310 | 7540 | 18 | 28.8 | 6 | 15 | 0
JER-SU-0095 | SU | Monopole / greenfield | C-RAN | 3 | 3 | 0 | 3 | 3 | 3 | 0 | 0 | 1 | 15 | 5310 | 7540 | 18 | 28.8 | 6 | 15 | 0
JER-SU-0096 | SU | Monopole / greenfield | C-RAN | 3 | 3 | 0 | 3 | 3 | 3 | 0 | 0 | 1 | 15 | 5310 | 7540 | 18 | 28.8 | 6 | 15 | 0
JER-SU-0097 | SU | Monopole / greenfield | C-RAN | 3 | 3 | 0 | 3 | 3 | 3 | 0 | 0 | 1 | 15 | 5310 | 7540 | 18 | 28.8 | 6 | 15 | 0
JER-SU-0098 | SU | Monopole / greenfield | C-RAN | 3 | 3 | 0 | 3 | 3 | 3 | 0 | 0 | 1 | 15 | 5310 | 7540 | 18 | 28.8 | 6 | 15 | 0
JER-SU-0099 | SU | Monopole / greenfield | C-RAN | 3 | 3 | 0 | 3 | 3 | 3 | 0 | 0 | 1 | 15 | 5310 | 7540 | 18 | 28.8 | 6 | 15 | 0
JER-SU-0100 | SU | Rooftop | C-RAN | 3 | 3 | 0 | 3 | 3 | 3 | 0 | 0 | 1 | 15 | 5310 | 7540 | 18 | 28.8 | 6 | 15 | 0
JER-SU-0101 | SU | Monopole / greenfield | C-RAN | 3 | 3 | 0 | 3 | 3 | 3 | 0 | 0 | 1 | 15 | 5310 | 7540 | 18 | 28.8 | 6 | 15 | 0
JER-SU-0102 | SU | Monopole / greenfield | C-RAN | 3 | 3 | 0 | 3 | 3 | 3 | 0 | 0 | 1 | 15 | 5310 | 7540 | 18 | 28.8 | 6 | 15 | 0
JER-SU-0103 | SU | Monopole / greenfield | C-RAN | 3 | 3 | 0 | 3 | 3 | 3 | 0 | 0 | 1 | 15 | 5310 | 7540 | 18 | 28.8 | 6 | 15 | 0
JER-SU-0104 | SU | Monopole / greenfield | C-RAN | 3 | 3 | 0 | 3 | 3 | 3 | 0 | 0 | 1 | 15 | 5310 | 7540 | 18 | 28.8 | 6 | 15 | 0
JER-SU-0105 | SU | Monopole / greenfield | C-RAN | 3 | 3 | 0 | 3 | 3 | 3 | 0 | 0 | 1 | 15 | 5310 | 7540 | 18 | 28.8 | 6 | 15 | 0
JER-SU-0106 | SU | Monopole / greenfield | C-RAN | 3 | 3 | 0 | 3 | 3 | 3 | 0 | 0 | 1 | 15 | 5310 | 7540 | 18 | 28.8 | 6 | 15 | 0
JER-SU-0107 | SU | Monopole / greenfield | C-RAN | 3 | 3 | 0 | 3 | 3 | 3 | 0 | 0 | 1 | 15 | 5310 | 7540 | 18 | 28.8 | 6 | 15 | 0
JER-SU-0108 | SU | Monopole / greenfield | C-RAN | 3 | 3 | 0 | 3 | 3 | 3 | 0 | 0 | 1 | 15 | 5310 | 7540 | 18 | 28.8 | 6 | 15 | 0
JER-SU-0109 | SU | Monopole / greenfield | C-RAN | 3 | 3 | 0 | 3 | 3 | 3 | 0 | 0 | 1 | 15 | 5310 | 7540 | 18 | 28.8 | 6 | 15 | 0
JER-SU-0110 | SU | Monopole / greenfield | C-RAN | 3 | 3 | 0 | 3 | 3 | 3 | 0 | 0 | 1 | 15 | 5310 | 7540 | 18 | 28.8 | 6 | 15 | 0
JER-SU-0111 | SU | Monopole / greenfield | C-RAN | 3 | 3 | 0 | 3 | 3 | 3 | 0 | 0 | 1 | 15 | 5310 | 7540 | 18 | 28.8 | 6 | 15 | 0
JER-SU-0112 | SU | Monopole / greenfield | C-RAN | 3 | 3 | 0 | 3 | 3 | 3 | 0 | 0 | 1 | 15 | 5310 | 7540 | 18 | 28.8 | 6 | 15 | 0
JER-SU-0113 | SU | Monopole / greenfield | C-RAN | 3 | 3 | 0 | 3 | 3 | 3 | 0 | 0 | 1 | 15 | 5310 | 7540 | 18 | 28.8 | 6 | 15 | 0
JER-SU-0114 | SU | Monopole / greenfield | C-RAN | 3 | 3 | 0 | 3 | 3 | 3 | 0 | 0 | 1 | 15 | 5310 | 7540 | 18 | 28.8 | 6 | 15 | 0
JER-SU-0115 | SU | Monopole / greenfield | C-RAN | 3 | 3 | 0 | 3 | 3 | 3 | 0 | 0 | 1 | 15 | 5310 | 7540 | 18 | 28.8 | 6 | 15 | 0
JER-SU-0116 | SU | Monopole / greenfield | C-RAN | 3 | 3 | 0 | 3 | 3 | 3 | 0 | 0 | 1 | 15 | 5310 | 7540 | 18 | 28.8 | 6 | 15 | 0
JER-SU-0117 | SU | Monopole / greenfield | C-RAN | 3 | 3 | 0 | 3 | 3 | 3 | 0 | 0 | 1 | 15 | 5310 | 7540 | 18 | 28.8 | 6 | 15 | 0
AJL-SU-0041 | SU | Monopole / greenfield | C-RAN | 3 | 3 | 0 | 3 | 3 | 3 | 0 | 0 | 1 | 15 | 5310 | 7540 | 18 | 28.8 | 6 | 15 | 0
AJL-SU-0042 | SU | Rooftop | C-RAN | 3 | 3 | 0 | 3 | 3 | 3 | 0 | 0 | 1 | 15 | 5310 | 7540 | 18 | 28.8 | 6 | 15 | 0
AJL-SU-0043 | SU | Rooftop | C-RAN | 3 | 3 | 0 | 3 | 3 | 3 | 0 | 0 | 1 | 15 | 5310 | 7540 | 18 | 28.8 | 6 | 15 | 0
AJL-SU-0044 | SU | Rooftop | C-RAN | 3 | 3 | 0 | 3 | 3 | 3 | 0 | 0 | 1 | 15 | 5310 | 7540 | 18 | 28.8 | 6 | 15 | 0
MAF-SU-0121 | SU | Monopole / greenfield | C-RAN | 3 | 3 | 0 | 3 | 3 | 3 | 0 | 0 | 1 | 15 | 5310 | 7540 | 18 | 28.8 | 6 | 15 | 0
AJL-SU-0045 | SU | Monopole / greenfield | D-RAN | 3 | 3 | 0 | 3 | 3 | 3 | 1 | 1 | 0 | 15 | 5720 | 8110 | 21 | 33.6 | 7 | 15 | 0
AJL-SU-0046 | SU | Monopole / greenfield | C-RAN | 3 | 3 | 0 | 3 | 3 | 3 | 0 | 0 | 1 | 15 | 5310 | 7540 | 18 | 28.8 | 6 | 15 | 0
AJL-SU-0047 | SU | Monopole / greenfield | C-RAN | 3 | 3 | 0 | 3 | 3 | 3 | 0 | 0 | 1 | 15 | 5310 | 7540 | 18 | 28.8 | 6 | 15 | 0
AJL-SU-0048 | SU | Monopole / greenfield | C-RAN | 3 | 3 | 0 | 3 | 3 | 3 | 0 | 0 | 1 | 15 | 5310 | 7540 | 18 | 28.8 | 6 | 15 | 0
AJL-SU-0049 | SU | Monopole / greenfield | C-RAN | 3 | 3 | 0 | 3 | 3 | 3 | 0 | 0 | 1 | 15 | 5310 | 7540 | 18 | 28.8 | 6 | 15 | 0
AJL-SU-0050 | SU | Monopole / greenfield | C-RAN | 3 | 3 | 0 | 3 | 3 | 3 | 0 | 0 | 1 | 15 | 5310 | 7540 | 18 | 28.8 | 6 | 15 | 0
MAF-SU-0122 | SU | Monopole / greenfield | C-RAN | 3 | 3 | 0 | 3 | 3 | 3 | 0 | 0 | 1 | 15 | 5310 | 7540 | 18 | 28.8 | 6 | 15 | 0
MAF-SU-0123 | SU | Monopole / greenfield | C-RAN | 3 | 3 | 0 | 3 | 3 | 3 | 0 | 0 | 1 | 15 | 5310 | 7540 | 18 | 28.8 | 6 | 15 | 0
MAF-SU-0124 | SU | Monopole / greenfield | C-RAN | 3 | 3 | 0 | 3 | 3 | 3 | 0 | 0 | 1 | 15 | 5310 | 7540 | 18 | 28.8 | 6 | 15 | 0
MAF-SU-0125 | SU | Monopole / greenfield | C-RAN | 3 | 3 | 0 | 3 | 3 | 3 | 0 | 0 | 1 | 15 | 5310 | 7540 | 18 | 28.8 | 6 | 15 | 0
MAF-SU-0126 | SU | Monopole / greenfield | C-RAN | 3 | 3 | 0 | 3 | 3 | 3 | 0 | 0 | 1 | 15 | 5310 | 7540 | 18 | 28.8 | 6 | 15 | 0
MAF-SU-0127 | SU | Monopole / greenfield | C-RAN | 3 | 3 | 0 | 3 | 3 | 3 | 0 | 0 | 1 | 15 | 5310 | 7540 | 18 | 28.8 | 6 | 15 | 0
MAF-SU-0128 | SU | Monopole / greenfield | C-RAN | 3 | 3 | 0 | 3 | 3 | 3 | 0 | 0 | 1 | 15 | 5310 | 7540 | 18 | 28.8 | 6 | 15 | 0
AJL-SU-0051 | SU | Monopole / greenfield | D-RAN | 3 | 3 | 0 | 3 | 3 | 3 | 1 | 1 | 0 | 15 | 5720 | 8110 | 21 | 33.6 | 7 | 15 | 0
AJL-SU-0052 | SU | Monopole / greenfield | D-RAN | 3 | 3 | 0 | 3 | 3 | 3 | 1 | 1 | 0 | 15 | 5720 | 8110 | 21 | 33.6 | 7 | 15 | 0
AJL-SU-0053 | SU | Monopole / greenfield | C-RAN | 3 | 3 | 0 | 3 | 3 | 3 | 0 | 0 | 1 | 15 | 5310 | 7540 | 18 | 28.8 | 6 | 15 | 0
AJL-SU-0054 | SU | Monopole / greenfield | C-RAN | 3 | 3 | 0 | 3 | 3 | 3 | 0 | 0 | 1 | 15 | 5310 | 7540 | 18 | 28.8 | 6 | 15 | 0
AJL-SU-0055 | SU | Monopole / greenfield | C-RAN | 3 | 3 | 0 | 3 | 3 | 3 | 0 | 0 | 1 | 15 | 5310 | 7540 | 18 | 28.8 | 6 | 15 | 0
MAF-SU-0129 | SU | Monopole / greenfield | C-RAN | 3 | 3 | 0 | 3 | 3 | 3 | 0 | 0 | 1 | 15 | 5310 | 7540 | 18 | 28.8 | 6 | 15 | 0
MAF-SU-0130 | SU | Monopole / greenfield | C-RAN | 3 | 3 | 0 | 3 | 3 | 3 | 0 | 0 | 1 | 15 | 5310 | 7540 | 18 | 28.8 | 6 | 15 | 0
MAF-SU-0131 | SU | Monopole / greenfield | C-RAN | 3 | 3 | 0 | 3 | 3 | 3 | 0 | 0 | 1 | 15 | 5310 | 7540 | 18 | 28.8 | 6 | 15 | 0
MAF-SU-0132 | SU | Monopole / greenfield | C-RAN | 3 | 3 | 0 | 3 | 3 | 3 | 0 | 0 | 1 | 15 | 5310 | 7540 | 18 | 28.8 | 6 | 15 | 0
MAF-SU-0133 | SU | Monopole / greenfield | C-RAN | 3 | 3 | 0 | 3 | 3 | 3 | 0 | 0 | 1 | 15 | 5310 | 7540 | 18 | 28.8 | 6 | 15 | 0
MAF-SU-0134 | SU | Monopole / greenfield | C-RAN | 3 | 3 | 0 | 3 | 3 | 3 | 0 | 0 | 1 | 15 | 5310 | 7540 | 18 | 28.8 | 6 | 15 | 0
MAF-SU-0135 | SU | Monopole / greenfield | C-RAN | 3 | 3 | 0 | 3 | 3 | 3 | 0 | 0 | 1 | 15 | 5310 | 7540 | 18 | 28.8 | 6 | 15 | 0
MAF-SU-0136 | SU | Monopole / greenfield | C-RAN | 3 | 3 | 0 | 3 | 3 | 3 | 0 | 0 | 1 | 15 | 5310 | 7540 | 18 | 28.8 | 6 | 15 | 0
MAF-SU-0137 | SU | Monopole / greenfield | C-RAN | 3 | 3 | 0 | 3 | 3 | 3 | 0 | 0 | 1 | 15 | 5310 | 7540 | 18 | 28.8 | 6 | 15 | 0
AJL-SU-0056 | SU | Monopole / greenfield | D-RAN | 3 | 3 | 0 | 3 | 3 | 3 | 1 | 1 | 0 | 15 | 5720 | 8110 | 21 | 33.6 | 7 | 15 | 0
AJL-SU-0057 | SU | Monopole / greenfield | D-RAN | 3 | 3 | 0 | 3 | 3 | 3 | 1 | 1 | 0 | 15 | 5720 | 8110 | 21 | 33.6 | 7 | 15 | 0
AJL-SU-0058 | SU | Monopole / greenfield | D-RAN | 3 | 3 | 0 | 3 | 3 | 3 | 1 | 1 | 0 | 15 | 5720 | 8110 | 21 | 33.6 | 7 | 15 | 0
AJL-SU-0059 | SU | Monopole / greenfield | C-RAN | 3 | 3 | 0 | 3 | 3 | 3 | 0 | 0 | 1 | 15 | 5310 | 7540 | 18 | 28.8 | 6 | 15 | 0
MAF-SU-0138 | SU | Monopole / greenfield | C-RAN | 3 | 3 | 0 | 3 | 3 | 3 | 0 | 0 | 1 | 15 | 5310 | 7540 | 18 | 28.8 | 6 | 15 | 0
MAF-SU-0139 | SU | Monopole / greenfield | C-RAN | 3 | 3 | 0 | 3 | 3 | 3 | 0 | 0 | 1 | 15 | 5310 | 7540 | 18 | 28.8 | 6 | 15 | 0
MAF-SU-0140 | SU | Monopole / greenfield | C-RAN | 3 | 3 | 0 | 3 | 3 | 3 | 0 | 0 | 1 | 15 | 5310 | 7540 | 18 | 28.8 | 6 | 15 | 0
MAF-SU-0141 | SU | Monopole / greenfield | C-RAN | 3 | 3 | 0 | 3 | 3 | 3 | 0 | 0 | 1 | 15 | 5310 | 7540 | 18 | 28.8 | 6 | 15 | 0
AJL-SU-0060 | SU | Monopole / greenfield | D-RAN | 3 | 3 | 0 | 3 | 3 | 3 | 1 | 1 | 0 | 15 | 5720 | 8110 | 21 | 33.6 | 7 | 15 | 0
AJL-SU-0061 | SU | Monopole / greenfield | C-RAN | 3 | 3 | 0 | 3 | 3 | 3 | 0 | 0 | 1 | 15 | 5310 | 7540 | 18 | 28.8 | 6 | 15 | 0
MAF-SU-0142 | SU | Monopole / greenfield | C-RAN | 3 | 3 | 0 | 3 | 3 | 3 | 0 | 0 | 1 | 15 | 5310 | 7540 | 18 | 28.8 | 6 | 15 | 0
MAF-SU-0143 | SU | Monopole / greenfield | C-RAN | 3 | 3 | 0 | 3 | 3 | 3 | 0 | 0 | 1 | 15 | 5310 | 7540 | 18 | 28.8 | 6 | 15 | 0
MAF-SU-0144 | SU | Monopole / greenfield | C-RAN | 3 | 3 | 0 | 3 | 3 | 3 | 0 | 0 | 1 | 15 | 5310 | 7540 | 18 | 28.8 | 6 | 15 | 0
AJL-SU-0062 | SU | Monopole / greenfield | D-RAN | 3 | 3 | 0 | 3 | 3 | 3 | 1 | 1 | 0 | 15 | 5720 | 8110 | 21 | 33.6 | 7 | 15 | 0
AJL-SU-0063 | SU | Monopole / greenfield | D-RAN | 3 | 3 | 0 | 3 | 3 | 3 | 1 | 1 | 0 | 15 | 5720 | 8110 | 21 | 33.6 | 7 | 15 | 0
AJL-SU-0064 | SU | Monopole / greenfield | D-RAN | 3 | 3 | 0 | 3 | 3 | 3 | 1 | 1 | 0 | 15 | 5720 | 8110 | 21 | 33.6 | 7 | 15 | 0
MAF-SU-0145 | SU | Monopole / greenfield | C-RAN | 3 | 3 | 0 | 3 | 3 | 3 | 0 | 0 | 1 | 15 | 5310 | 7540 | 18 | 28.8 | 6 | 15 | 0
MAF-SU-0146 | SU | Monopole / greenfield | C-RAN | 3 | 3 | 0 | 3 | 3 | 3 | 0 | 0 | 1 | 15 | 5310 | 7540 | 18 | 28.8 | 6 | 15 | 0
MAF-SU-0147 | SU | Monopole / greenfield | C-RAN | 3 | 3 | 0 | 3 | 3 | 3 | 0 | 0 | 1 | 15 | 5310 | 7540 | 18 | 28.8 | 6 | 15 | 0
MAF-SU-0148 | SU | Monopole / greenfield | C-RAN | 3 | 3 | 0 | 3 | 3 | 3 | 0 | 0 | 1 | 15 | 5310 | 7540 | 18 | 28.8 | 6 | 15 | 0
AJL-SU-0065 | SU | Monopole / greenfield | D-RAN | 3 | 3 | 0 | 3 | 3 | 3 | 1 | 1 | 0 | 15 | 5720 | 8110 | 21 | 33.6 | 7 | 15 | 0
AJL-SU-0066 | SU | Monopole / greenfield | D-RAN | 3 | 3 | 0 | 3 | 3 | 3 | 1 | 1 | 0 | 15 | 5720 | 8110 | 21 | 33.6 | 7 | 15 | 0
AJL-SU-0067 | SU | Monopole / greenfield | D-RAN | 3 | 3 | 0 | 3 | 3 | 3 | 1 | 1 | 0 | 15 | 5720 | 8110 | 21 | 33.6 | 7 | 15 | 0
MAF-SU-0149 | SU | Monopole / greenfield | C-RAN | 3 | 3 | 0 | 3 | 3 | 3 | 0 | 0 | 1 | 15 | 5310 | 7540 | 18 | 28.8 | 6 | 15 | 0
MAF-SU-0150 | SU | Monopole / greenfield | C-RAN | 3 | 3 | 0 | 3 | 3 | 3 | 0 | 0 | 1 | 15 | 5310 | 7540 | 18 | 28.8 | 6 | 15 | 0
MAF-SU-0151 | SU | Monopole / greenfield | C-RAN | 3 | 3 | 0 | 3 | 3 | 3 | 0 | 0 | 1 | 15 | 5310 | 7540 | 18 | 28.8 | 6 | 15 | 0
MAF-SU-0152 | SU | Monopole / greenfield | C-RAN | 3 | 3 | 0 | 3 | 3 | 3 | 0 | 0 | 1 | 15 | 5310 | 7540 | 18 | 28.8 | 6 | 15 | 0
AJL-SU-0068 | SU | Monopole / greenfield | D-RAN | 3 | 3 | 0 | 3 | 3 | 3 | 1 | 1 | 0 | 15 | 5720 | 8110 | 21 | 33.6 | 7 | 15 | 0
AJL-SU-0069 | SU | Monopole / greenfield | D-RAN | 3 | 3 | 0 | 3 | 3 | 3 | 1 | 1 | 0 | 15 | 5720 | 8110 | 21 | 33.6 | 7 | 15 | 0
AJL-SU-0070 | SU | Monopole / greenfield | D-RAN | 3 | 3 | 0 | 3 | 3 | 3 | 1 | 1 | 0 | 15 | 5720 | 8110 | 21 | 33.6 | 7 | 15 | 0
AJL-SU-0071 | SU | Monopole / greenfield | D-RAN | 3 | 3 | 0 | 3 | 3 | 3 | 1 | 1 | 0 | 15 | 5720 | 8110 | 21 | 33.6 | 7 | 15 | 0
MAF-SU-0153 | SU | Monopole / greenfield | C-RAN | 3 | 3 | 0 | 3 | 3 | 3 | 0 | 0 | 1 | 15 | 5310 | 7540 | 18 | 28.8 | 6 | 15 | 0
MAF-SU-0154 | SU | Monopole / greenfield | C-RAN | 3 | 3 | 0 | 3 | 3 | 3 | 0 | 0 | 1 | 15 | 5310 | 7540 | 18 | 28.8 | 6 | 15 | 0
MAF-SU-0155 | SU | Monopole / greenfield | C-RAN | 3 | 3 | 0 | 3 | 3 | 3 | 0 | 0 | 1 | 15 | 5310 | 7540 | 18 | 28.8 | 6 | 15 | 0
AJL-SU-0072 | SU | Monopole / greenfield | D-RAN | 3 | 3 | 0 | 3 | 3 | 3 | 1 | 1 | 0 | 15 | 5720 | 8110 | 21 | 33.6 | 7 | 15 | 0
AJL-SU-0073 | SU | Monopole / greenfield | D-RAN | 3 | 3 | 0 | 3 | 3 | 3 | 1 | 1 | 0 | 15 | 5720 | 8110 | 21 | 33.6 | 7 | 15 | 0
AJL-SU-0074 | SU | Monopole / greenfield | D-RAN | 3 | 3 | 0 | 3 | 3 | 3 | 1 | 1 | 0 | 15 | 5720 | 8110 | 21 | 33.6 | 7 | 15 | 0
AJL-SU-0075 | SU | Monopole / greenfield | D-RAN | 3 | 3 | 0 | 3 | 3 | 3 | 1 | 1 | 0 | 15 | 5720 | 8110 | 21 | 33.6 | 7 | 15 | 0
AJL-SU-0076 | SU | Monopole / greenfield | D-RAN | 3 | 3 | 0 | 3 | 3 | 3 | 1 | 1 | 0 | 15 | 5720 | 8110 | 21 | 33.6 | 7 | 15 | 0
AJL-SU-0077 | SU | Monopole / greenfield | D-RAN | 3 | 3 | 0 | 3 | 3 | 3 | 1 | 1 | 0 | 15 | 5720 | 8110 | 21 | 33.6 | 7 | 15 | 0
MAF-SU-0156 | SU | Monopole / greenfield | C-RAN | 3 | 3 | 0 | 3 | 3 | 3 | 0 | 0 | 1 | 15 | 5310 | 7540 | 18 | 28.8 | 6 | 15 | 0
MAF-SU-0157 | SU | Monopole / greenfield | C-RAN | 3 | 3 | 0 | 3 | 3 | 3 | 0 | 0 | 1 | 15 | 5310 | 7540 | 18 | 28.8 | 6 | 15 | 0
MAF-SU-0158 | SU | Monopole / greenfield | C-RAN | 3 | 3 | 0 | 3 | 3 | 3 | 0 | 0 | 1 | 15 | 5310 | 7540 | 18 | 28.8 | 6 | 15 | 0
AJL-SU-0078 | SU | Monopole / greenfield | D-RAN | 3 | 3 | 0 | 3 | 3 | 3 | 1 | 1 | 0 | 15 | 5720 | 8110 | 21 | 33.6 | 7 | 15 | 0
AJL-SU-0079 | SU | Monopole / greenfield | D-RAN | 3 | 3 | 0 | 3 | 3 | 3 | 1 | 1 | 0 | 15 | 5720 | 8110 | 21 | 33.6 | 7 | 15 | 0
AJL-SU-0080 | SU | Monopole / greenfield | D-RAN | 3 | 3 | 0 | 3 | 3 | 3 | 1 | 1 | 0 | 15 | 5720 | 8110 | 21 | 33.6 | 7 | 15 | 0
AJL-SU-0081 | SU | Monopole / greenfield | D-RAN | 3 | 3 | 0 | 3 | 3 | 3 | 1 | 1 | 0 | 15 | 5720 | 8110 | 21 | 33.6 | 7 | 15 | 0
MAF-SU-0159 | SU | Monopole / greenfield | C-RAN | 3 | 3 | 0 | 3 | 3 | 3 | 0 | 0 | 1 | 15 | 5310 | 7540 | 18 | 28.8 | 6 | 15 | 0
MAF-SU-0160 | SU | Monopole / greenfield | C-RAN | 3 | 3 | 0 | 3 | 3 | 3 | 0 | 0 | 1 | 15 | 5310 | 7540 | 18 | 28.8 | 6 | 15 | 0
MAF-SU-0161 | SU | Monopole / greenfield | C-RAN | 3 | 3 | 0 | 3 | 3 | 3 | 0 | 0 | 1 | 15 | 5310 | 7540 | 18 | 28.8 | 6 | 15 | 0
MAF-SU-0162 | SU | Monopole / greenfield | C-RAN | 3 | 3 | 0 | 3 | 3 | 3 | 0 | 0 | 1 | 15 | 5310 | 7540 | 18 | 28.8 | 6 | 15 | 0
MAF-SU-0163 | SU | Monopole / greenfield | C-RAN | 3 | 3 | 0 | 3 | 3 | 3 | 0 | 0 | 1 | 15 | 5310 | 7540 | 18 | 28.8 | 6 | 15 | 0
MAF-SU-0164 | SU | Monopole / greenfield | C-RAN | 3 | 3 | 0 | 3 | 3 | 3 | 0 | 0 | 1 | 15 | 5310 | 7540 | 18 | 28.8 | 6 | 15 | 0
MAF-SU-0165 | SU | Monopole / greenfield | C-RAN | 3 | 3 | 0 | 3 | 3 | 3 | 0 | 0 | 1 | 15 | 5310 | 7540 | 18 | 28.8 | 6 | 15 | 0
MAF-SU-0166 | SU | Monopole / greenfield | C-RAN | 3 | 3 | 0 | 3 | 3 | 3 | 0 | 0 | 1 | 15 | 5310 | 7540 | 18 | 28.8 | 6 | 15 | 0
MAF-SU-0167 | SU | Monopole / greenfield | C-RAN | 3 | 3 | 0 | 3 | 3 | 3 | 0 | 0 | 1 | 15 | 5310 | 7540 | 18 | 28.8 | 6 | 15 | 0
MAF-SU-0168 | SU | Monopole / greenfield | C-RAN | 3 | 3 | 0 | 3 | 3 | 3 | 0 | 0 | 1 | 15 | 5310 | 7540 | 18 | 28.8 | 6 | 15 | 0
MAF-SU-0169 | SU | Monopole / greenfield | C-RAN | 3 | 3 | 0 | 3 | 3 | 3 | 0 | 0 | 1 | 15 | 5310 | 7540 | 18 | 28.8 | 6 | 15 | 0
MAF-SU-0170 | SU | Monopole / greenfield | C-RAN | 3 | 3 | 0 | 3 | 3 | 3 | 0 | 0 | 1 | 15 | 5310 | 7540 | 18 | 28.8 | 6 | 15 | 0
MAF-SU-0171 | SU | Monopole / greenfield | C-RAN | 3 | 3 | 0 | 3 | 3 | 3 | 0 | 0 | 1 | 15 | 5310 | 7540 | 18 | 28.8 | 6 | 15 | 0
MAF-SU-0172 | SU | Monopole / greenfield | C-RAN | 3 | 3 | 0 | 3 | 3 | 3 | 0 | 0 | 1 | 15 | 5310 | 7540 | 18 | 28.8 | 6 | 15 | 0
MAF-SU-0173 | SU | Monopole / greenfield | C-RAN | 3 | 3 | 0 | 3 | 3 | 3 | 0 | 0 | 1 | 15 | 5310 | 7540 | 18 | 28.8 | 6 | 15 | 0
MAF-SU-0174 | SU | Monopole / greenfield | C-RAN | 3 | 3 | 0 | 3 | 3 | 3 | 0 | 0 | 1 | 15 | 5310 | 7540 | 18 | 28.8 | 6 | 15 | 0
MAF-SU-0175 | SU | Monopole / greenfield | C-RAN | 3 | 3 | 0 | 3 | 3 | 3 | 0 | 0 | 1 | 15 | 5310 | 7540 | 18 | 28.8 | 6 | 15 | 0
MAF-SU-0176 | SU | Monopole / greenfield | C-RAN | 3 | 3 | 0 | 3 | 3 | 3 | 0 | 0 | 1 | 15 | 5310 | 7540 | 18 | 28.8 | 6 | 15 | 0
MAF-SU-0177 | SU | Monopole / greenfield | C-RAN | 3 | 3 | 0 | 3 | 3 | 3 | 0 | 0 | 1 | 15 | 5310 | 7540 | 18 | 28.8 | 6 | 15 | 0
IRB-SU-0492 | SU | Monopole / greenfield | D-RAN | 3 | 3 | 0 | 3 | 3 | 3 | 1 | 1 | 0 | 15 | 5720 | 8110 | 21 | 33.6 | 7 | 15 | 0
IRB-SU-0493 | SU | Monopole / greenfield | D-RAN | 3 | 3 | 0 | 3 | 3 | 3 | 1 | 1 | 0 | 15 | 5720 | 8110 | 21 | 33.6 | 7 | 15 | 0
IRB-SU-0494 | SU | Monopole / greenfield | D-RAN | 3 | 3 | 0 | 3 | 3 | 3 | 1 | 1 | 0 | 15 | 5720 | 8110 | 21 | 33.6 | 7 | 15 | 0
IRB-SU-0495 | SU | Monopole / greenfield | D-RAN | 3 | 3 | 0 | 3 | 3 | 3 | 1 | 1 | 0 | 15 | 5720 | 8110 | 21 | 33.6 | 7 | 15 | 0
IRB-SU-0496 | SU | Monopole / greenfield | D-RAN | 3 | 3 | 0 | 3 | 3 | 3 | 1 | 1 | 0 | 15 | 5720 | 8110 | 21 | 33.6 | 7 | 15 | 0
IRB-SU-0497 | SU | Rooftop | D-RAN | 3 | 3 | 0 | 3 | 3 | 3 | 1 | 1 | 0 | 15 | 5720 | 8110 | 21 | 33.6 | 7 | 15 | 0
IRB-SU-0498 | SU | Monopole / greenfield | D-RAN | 3 | 3 | 0 | 3 | 3 | 3 | 1 | 1 | 0 | 15 | 5720 | 8110 | 21 | 33.6 | 7 | 15 | 0
IRB-SU-0499 | SU | Monopole / greenfield | D-RAN | 3 | 3 | 0 | 3 | 3 | 3 | 1 | 1 | 0 | 15 | 5720 | 8110 | 21 | 33.6 | 7 | 15 | 0
IRB-SU-0500 | SU | Monopole / greenfield | D-RAN | 3 | 3 | 0 | 3 | 3 | 3 | 1 | 1 | 0 | 15 | 5720 | 8110 | 21 | 33.6 | 7 | 15 | 0
IRB-SU-0501 | SU | Monopole / greenfield | D-RAN | 3 | 3 | 0 | 3 | 3 | 3 | 1 | 1 | 0 | 15 | 5720 | 8110 | 21 | 33.6 | 7 | 15 | 0
IRB-SU-0502 | SU | Monopole / greenfield | D-RAN | 3 | 3 | 0 | 3 | 3 | 3 | 1 | 1 | 0 | 15 | 5720 | 8110 | 21 | 33.6 | 7 | 15 | 0
IRB-SU-0503 | SU | Monopole / greenfield | D-RAN | 3 | 3 | 0 | 3 | 3 | 3 | 1 | 1 | 0 | 15 | 5720 | 8110 | 21 | 33.6 | 7 | 15 | 0
IRB-SU-0504 | SU | Monopole / greenfield | D-RAN | 3 | 3 | 0 | 3 | 3 | 3 | 1 | 1 | 0 | 15 | 5720 | 8110 | 21 | 33.6 | 7 | 15 | 0
IRB-SU-0505 | SU | Monopole / greenfield | D-RAN | 3 | 3 | 0 | 3 | 3 | 3 | 1 | 1 | 0 | 15 | 5720 | 8110 | 21 | 33.6 | 7 | 15 | 0
IRB-SU-0506 | SU | Rooftop | D-RAN | 3 | 3 | 0 | 3 | 3 | 3 | 1 | 1 | 0 | 15 | 5720 | 8110 | 21 | 33.6 | 7 | 15 | 0
IRB-SU-0507 | SU | Monopole / greenfield | D-RAN | 3 | 3 | 0 | 3 | 3 | 3 | 1 | 1 | 0 | 15 | 5720 | 8110 | 21 | 33.6 | 7 | 15 | 0
IRB-SU-0508 | SU | Monopole / greenfield | D-RAN | 3 | 3 | 0 | 3 | 3 | 3 | 1 | 1 | 0 | 15 | 5720 | 8110 | 21 | 33.6 | 7 | 15 | 0
IRB-SU-0509 | SU | Monopole / greenfield | D-RAN | 3 | 3 | 0 | 3 | 3 | 3 | 1 | 1 | 0 | 15 | 5720 | 8110 | 21 | 33.6 | 7 | 15 | 0
IRB-SU-0510 | SU | Monopole / greenfield | D-RAN | 3 | 3 | 0 | 3 | 3 | 3 | 1 | 1 | 0 | 15 | 5720 | 8110 | 21 | 33.6 | 7 | 15 | 0
IRB-SU-0511 | SU | Monopole / greenfield | D-RAN | 3 | 3 | 0 | 3 | 3 | 3 | 1 | 1 | 0 | 15 | 5720 | 8110 | 21 | 33.6 | 7 | 15 | 0
IRB-SU-0512 | SU | Monopole / greenfield | D-RAN | 3 | 3 | 0 | 3 | 3 | 3 | 1 | 1 | 0 | 15 | 5720 | 8110 | 21 | 33.6 | 7 | 15 | 0
IRB-SU-0513 | SU | Monopole / greenfield | D-RAN | 3 | 3 | 0 | 3 | 3 | 3 | 1 | 1 | 0 | 15 | 5720 | 8110 | 21 | 33.6 | 7 | 15 | 0
IRB-SU-0514 | SU | Monopole / greenfield | D-RAN | 3 | 3 | 0 | 3 | 3 | 3 | 1 | 1 | 0 | 15 | 5720 | 8110 | 21 | 33.6 | 7 | 15 | 0
IRB-SU-0515 | SU | Monopole / greenfield | D-RAN | 3 | 3 | 0 | 3 | 3 | 3 | 1 | 1 | 0 | 15 | 5720 | 8110 | 21 | 33.6 | 7 | 15 | 0
IRB-SU-0516 | SU | Monopole / greenfield | D-RAN | 3 | 3 | 0 | 3 | 3 | 3 | 1 | 1 | 0 | 15 | 5720 | 8110 | 21 | 33.6 | 7 | 15 | 0
IRB-SU-0517 | SU | Monopole / greenfield | D-RAN | 3 | 3 | 0 | 3 | 3 | 3 | 1 | 1 | 0 | 15 | 5720 | 8110 | 21 | 33.6 | 7 | 15 | 0
IRB-SU-0518 | SU | Monopole / greenfield | D-RAN | 3 | 3 | 0 | 3 | 3 | 3 | 1 | 1 | 0 | 15 | 5720 | 8110 | 21 | 33.6 | 7 | 15 | 0
IRB-SU-0519 | SU | Monopole / greenfield | D-RAN | 3 | 3 | 0 | 3 | 3 | 3 | 1 | 1 | 0 | 15 | 5720 | 8110 | 21 | 33.6 | 7 | 15 | 0
IRB-SU-0520 | SU | Monopole / greenfield | D-RAN | 3 | 3 | 0 | 3 | 3 | 3 | 1 | 1 | 0 | 15 | 5720 | 8110 | 21 | 33.6 | 7 | 15 | 0
IRB-SU-0521 | SU | Monopole / greenfield | D-RAN | 3 | 3 | 0 | 3 | 3 | 3 | 1 | 1 | 0 | 15 | 5720 | 8110 | 21 | 33.6 | 7 | 15 | 0
IRB-SU-0522 | SU | Monopole / greenfield | D-RAN | 3 | 3 | 0 | 3 | 3 | 3 | 1 | 1 | 0 | 15 | 5720 | 8110 | 21 | 33.6 | 7 | 15 | 0
IRB-SU-0523 | SU | Monopole / greenfield | D-RAN | 3 | 3 | 0 | 3 | 3 | 3 | 1 | 1 | 0 | 15 | 5720 | 8110 | 21 | 33.6 | 7 | 15 | 0
IRB-SU-0524 | SU | Monopole / greenfield | D-RAN | 3 | 3 | 0 | 3 | 3 | 3 | 1 | 1 | 0 | 15 | 5720 | 8110 | 21 | 33.6 | 7 | 15 | 0
IRB-SU-0525 | SU | Monopole / greenfield | D-RAN | 3 | 3 | 0 | 3 | 3 | 3 | 1 | 1 | 0 | 15 | 5720 | 8110 | 21 | 33.6 | 7 | 15 | 0
IRB-SU-0526 | SU | Monopole / greenfield | D-RAN | 3 | 3 | 0 | 3 | 3 | 3 | 1 | 1 | 0 | 15 | 5720 | 8110 | 21 | 33.6 | 7 | 15 | 0
IRB-SU-0527 | SU | Monopole / greenfield | D-RAN | 3 | 3 | 0 | 3 | 3 | 3 | 1 | 1 | 0 | 15 | 5720 | 8110 | 21 | 33.6 | 7 | 15 | 0
IRB-SU-0528 | SU | Monopole / greenfield | D-RAN | 3 | 3 | 0 | 3 | 3 | 3 | 1 | 1 | 0 | 15 | 5720 | 8110 | 21 | 33.6 | 7 | 15 | 0
IRB-SU-0529 | SU | Monopole / greenfield | D-RAN | 3 | 3 | 0 | 3 | 3 | 3 | 1 | 1 | 0 | 15 | 5720 | 8110 | 21 | 33.6 | 7 | 15 | 0
IRB-SU-0530 | SU | Monopole / greenfield | D-RAN | 3 | 3 | 0 | 3 | 3 | 3 | 1 | 1 | 0 | 15 | 5720 | 8110 | 21 | 33.6 | 7 | 15 | 0
IRB-SU-0531 | SU | Monopole / greenfield | D-RAN | 3 | 3 | 0 | 3 | 3 | 3 | 1 | 1 | 0 | 15 | 5720 | 8110 | 21 | 33.6 | 7 | 15 | 0
IRB-SU-0532 | SU | Monopole / greenfield | D-RAN | 3 | 3 | 0 | 3 | 3 | 3 | 1 | 1 | 0 | 15 | 5720 | 8110 | 21 | 33.6 | 7 | 15 | 0
IRB-SU-0533 | SU | Monopole / greenfield | D-RAN | 3 | 3 | 0 | 3 | 3 | 3 | 1 | 1 | 0 | 15 | 5720 | 8110 | 21 | 33.6 | 7 | 15 | 0
IRB-SU-0534 | SU | Monopole / greenfield | D-RAN | 3 | 3 | 0 | 3 | 3 | 3 | 1 | 1 | 0 | 15 | 5720 | 8110 | 21 | 33.6 | 7 | 15 | 0
IRB-SU-0535 | SU | Monopole / greenfield | D-RAN | 3 | 3 | 0 | 3 | 3 | 3 | 1 | 1 | 0 | 15 | 5720 | 8110 | 21 | 33.6 | 7 | 15 | 0
IRB-SU-0536 | SU | Rooftop | D-RAN | 3 | 3 | 0 | 3 | 3 | 3 | 1 | 1 | 0 | 15 | 5720 | 8110 | 21 | 33.6 | 7 | 15 | 0
IRB-SU-0537 | SU | Monopole / greenfield | D-RAN | 3 | 3 | 0 | 3 | 3 | 3 | 1 | 1 | 0 | 15 | 5720 | 8110 | 21 | 33.6 | 7 | 15 | 0
IRB-SU-0538 | SU | Monopole / greenfield | D-RAN | 3 | 3 | 0 | 3 | 3 | 3 | 1 | 1 | 0 | 15 | 5720 | 8110 | 21 | 33.6 | 7 | 15 | 0
IRB-SU-0539 | SU | Monopole / greenfield | D-RAN | 3 | 3 | 0 | 3 | 3 | 3 | 1 | 1 | 0 | 15 | 5720 | 8110 | 21 | 33.6 | 7 | 15 | 0
IRB-SU-0540 | SU | Monopole / greenfield | D-RAN | 3 | 3 | 0 | 3 | 3 | 3 | 1 | 1 | 0 | 15 | 5720 | 8110 | 21 | 33.6 | 7 | 15 | 0
IRB-SU-0541 | SU | Monopole / greenfield | D-RAN | 3 | 3 | 0 | 3 | 3 | 3 | 1 | 1 | 0 | 15 | 5720 | 8110 | 21 | 33.6 | 7 | 15 | 0
IRB-SU-0542 | SU | Monopole / greenfield | D-RAN | 3 | 3 | 0 | 3 | 3 | 3 | 1 | 1 | 0 | 15 | 5720 | 8110 | 21 | 33.6 | 7 | 15 | 0
IRB-SU-0543 | SU | Monopole / greenfield | D-RAN | 3 | 3 | 0 | 3 | 3 | 3 | 1 | 1 | 0 | 15 | 5720 | 8110 | 21 | 33.6 | 7 | 15 | 0
IRB-SU-0544 | SU | Monopole / greenfield | D-RAN | 3 | 3 | 0 | 3 | 3 | 3 | 1 | 1 | 0 | 15 | 5720 | 8110 | 21 | 33.6 | 7 | 15 | 0
IRB-SU-0545 | SU | Monopole / greenfield | D-RAN | 3 | 3 | 0 | 3 | 3 | 3 | 1 | 1 | 0 | 15 | 5720 | 8110 | 21 | 33.6 | 7 | 15 | 0
IRB-SU-0546 | SU | Monopole / greenfield | D-RAN | 3 | 3 | 0 | 3 | 3 | 3 | 1 | 1 | 0 | 15 | 5720 | 8110 | 21 | 33.6 | 7 | 15 | 0
IRB-SU-0547 | SU | Monopole / greenfield | D-RAN | 3 | 3 | 0 | 3 | 3 | 3 | 1 | 1 | 0 | 15 | 5720 | 8110 | 21 | 33.6 | 7 | 15 | 0
IRB-SU-0548 | SU | Monopole / greenfield | D-RAN | 3 | 3 | 0 | 3 | 3 | 3 | 1 | 1 | 0 | 15 | 5720 | 8110 | 21 | 33.6 | 7 | 15 | 0
IRB-SU-0549 | SU | Monopole / greenfield | D-RAN | 3 | 3 | 0 | 3 | 3 | 3 | 1 | 1 | 0 | 15 | 5720 | 8110 | 21 | 33.6 | 7 | 15 | 0
IRB-SU-0550 | SU | Rooftop | D-RAN | 3 | 3 | 0 | 3 | 3 | 3 | 1 | 1 | 0 | 15 | 5720 | 8110 | 21 | 33.6 | 7 | 15 | 0
IRB-SU-0551 | SU | Monopole / greenfield | D-RAN | 3 | 3 | 0 | 3 | 3 | 3 | 1 | 1 | 0 | 15 | 5720 | 8110 | 21 | 33.6 | 7 | 15 | 0
IRB-SU-0552 | SU | Monopole / greenfield | D-RAN | 3 | 3 | 0 | 3 | 3 | 3 | 1 | 1 | 0 | 15 | 5720 | 8110 | 21 | 33.6 | 7 | 15 | 0
IRB-SU-0553 | SU | Monopole / greenfield | D-RAN | 3 | 3 | 0 | 3 | 3 | 3 | 1 | 1 | 0 | 15 | 5720 | 8110 | 21 | 33.6 | 7 | 15 | 0
IRB-SU-0554 | SU | Rooftop | D-RAN | 3 | 3 | 0 | 3 | 3 | 3 | 1 | 1 | 0 | 15 | 5720 | 8110 | 21 | 33.6 | 7 | 15 | 0
IRB-SU-0555 | SU | Rooftop | D-RAN | 3 | 3 | 0 | 3 | 3 | 3 | 1 | 1 | 0 | 15 | 5720 | 8110 | 21 | 33.6 | 7 | 15 | 0
IRB-SU-0556 | SU | Monopole / greenfield | D-RAN | 3 | 3 | 0 | 3 | 3 | 3 | 1 | 1 | 0 | 15 | 5720 | 8110 | 21 | 33.6 | 7 | 15 | 0
IRB-SU-0557 | SU | Monopole / greenfield | D-RAN | 3 | 3 | 0 | 3 | 3 | 3 | 1 | 1 | 0 | 15 | 5720 | 8110 | 21 | 33.6 | 7 | 15 | 0
IRB-SU-0558 | SU | Monopole / greenfield | D-RAN | 3 | 3 | 0 | 3 | 3 | 3 | 1 | 1 | 0 | 15 | 5720 | 8110 | 21 | 33.6 | 7 | 15 | 0
IRB-SU-0559 | SU | Monopole / greenfield | D-RAN | 3 | 3 | 0 | 3 | 3 | 3 | 1 | 1 | 0 | 15 | 5720 | 8110 | 21 | 33.6 | 7 | 15 | 0
IRB-SU-0560 | SU | Monopole / greenfield | D-RAN | 3 | 3 | 0 | 3 | 3 | 3 | 1 | 1 | 0 | 15 | 5720 | 8110 | 21 | 33.6 | 7 | 15 | 0
IRB-SU-0561 | SU | Monopole / greenfield | D-RAN | 3 | 3 | 0 | 3 | 3 | 3 | 1 | 1 | 0 | 15 | 5720 | 8110 | 21 | 33.6 | 7 | 15 | 0
IRB-SU-0562 | SU | Monopole / greenfield | D-RAN | 3 | 3 | 0 | 3 | 3 | 3 | 1 | 1 | 0 | 15 | 5720 | 8110 | 21 | 33.6 | 7 | 15 | 0
IRB-SU-0563 | SU | Monopole / greenfield | D-RAN | 3 | 3 | 0 | 3 | 3 | 3 | 1 | 1 | 0 | 15 | 5720 | 8110 | 21 | 33.6 | 7 | 15 | 0
IRB-SU-0564 | SU | Monopole / greenfield | D-RAN | 3 | 3 | 0 | 3 | 3 | 3 | 1 | 1 | 0 | 15 | 5720 | 8110 | 21 | 33.6 | 7 | 15 | 0
IRB-SU-0565 | SU | Monopole / greenfield | D-RAN | 3 | 3 | 0 | 3 | 3 | 3 | 1 | 1 | 0 | 15 | 5720 | 8110 | 21 | 33.6 | 7 | 15 | 0
IRB-SU-0566 | SU | Monopole / greenfield | D-RAN | 3 | 3 | 0 | 3 | 3 | 3 | 1 | 1 | 0 | 15 | 5720 | 8110 | 21 | 33.6 | 7 | 15 | 0
IRB-SU-0567 | SU | Monopole / greenfield | D-RAN | 3 | 3 | 0 | 3 | 3 | 3 | 1 | 1 | 0 | 15 | 5720 | 8110 | 21 | 33.6 | 7 | 15 | 0
IRB-SU-0568 | SU | Rooftop | D-RAN | 3 | 3 | 0 | 3 | 3 | 3 | 1 | 1 | 0 | 15 | 5720 | 8110 | 21 | 33.6 | 7 | 15 | 0
IRB-SU-0569 | SU | Monopole / greenfield | D-RAN | 3 | 3 | 0 | 3 | 3 | 3 | 1 | 1 | 0 | 15 | 5720 | 8110 | 21 | 33.6 | 7 | 15 | 0
IRB-SU-0570 | SU | Monopole / greenfield | D-RAN | 3 | 3 | 0 | 3 | 3 | 3 | 1 | 1 | 0 | 15 | 5720 | 8110 | 21 | 33.6 | 7 | 15 | 0
IRB-SU-0571 | SU | Monopole / greenfield | D-RAN | 3 | 3 | 0 | 3 | 3 | 3 | 1 | 1 | 0 | 15 | 5720 | 8110 | 21 | 33.6 | 7 | 15 | 0
IRB-SU-0572 | SU | Monopole / greenfield | D-RAN | 3 | 3 | 0 | 3 | 3 | 3 | 1 | 1 | 0 | 15 | 5720 | 8110 | 21 | 33.6 | 7 | 15 | 0
IRB-SU-0573 | SU | Monopole / greenfield | D-RAN | 3 | 3 | 0 | 3 | 3 | 3 | 1 | 1 | 0 | 15 | 5720 | 8110 | 21 | 33.6 | 7 | 15 | 0
IRB-SU-0574 | SU | Monopole / greenfield | D-RAN | 3 | 3 | 0 | 3 | 3 | 3 | 1 | 1 | 0 | 15 | 5720 | 8110 | 21 | 33.6 | 7 | 15 | 0
IRB-SU-0575 | SU | Monopole / greenfield | D-RAN | 3 | 3 | 0 | 3 | 3 | 3 | 1 | 1 | 0 | 15 | 5720 | 8110 | 21 | 33.6 | 7 | 15 | 0
IRB-SU-0576 | SU | Monopole / greenfield | D-RAN | 3 | 3 | 0 | 3 | 3 | 3 | 1 | 1 | 0 | 15 | 5720 | 8110 | 21 | 33.6 | 7 | 15 | 0
IRB-SU-0577 | SU | Monopole / greenfield | D-RAN | 3 | 3 | 0 | 3 | 3 | 3 | 1 | 1 | 0 | 15 | 5720 | 8110 | 21 | 33.6 | 7 | 15 | 0
IRB-SU-0578 | SU | Monopole / greenfield | C-RAN | 3 | 3 | 0 | 3 | 3 | 3 | 0 | 0 | 1 | 15 | 5310 | 7540 | 18 | 28.8 | 6 | 15 | 0
IRB-SU-0579 | SU | Monopole / greenfield | D-RAN | 3 | 3 | 0 | 3 | 3 | 3 | 1 | 1 | 0 | 15 | 5720 | 8110 | 21 | 33.6 | 7 | 15 | 0
IRB-SU-0580 | SU | Monopole / greenfield | D-RAN | 3 | 3 | 0 | 3 | 3 | 3 | 1 | 1 | 0 | 15 | 5720 | 8110 | 21 | 33.6 | 7 | 15 | 0
IRB-SU-0581 | SU | Monopole / greenfield | D-RAN | 3 | 3 | 0 | 3 | 3 | 3 | 1 | 1 | 0 | 15 | 5720 | 8110 | 21 | 33.6 | 7 | 15 | 0
IRB-SU-0582 | SU | Monopole / greenfield | D-RAN | 3 | 3 | 0 | 3 | 3 | 3 | 1 | 1 | 0 | 15 | 5720 | 8110 | 21 | 33.6 | 7 | 15 | 0
IRB-SU-0583 | SU | Monopole / greenfield | D-RAN | 3 | 3 | 0 | 3 | 3 | 3 | 1 | 1 | 0 | 15 | 5720 | 8110 | 21 | 33.6 | 7 | 15 | 0
IRB-SU-0584 | SU | Monopole / greenfield | D-RAN | 3 | 3 | 0 | 3 | 3 | 3 | 1 | 1 | 0 | 15 | 5720 | 8110 | 21 | 33.6 | 7 | 15 | 0
IRB-SU-0585 | SU | Monopole / greenfield | D-RAN | 3 | 3 | 0 | 3 | 3 | 3 | 1 | 1 | 0 | 15 | 5720 | 8110 | 21 | 33.6 | 7 | 15 | 0
IRB-SU-0586 | SU | Rooftop | D-RAN | 3 | 3 | 0 | 3 | 3 | 3 | 1 | 1 | 0 | 15 | 5720 | 8110 | 21 | 33.6 | 7 | 15 | 0
IRB-SU-0587 | SU | Monopole / greenfield | D-RAN | 3 | 3 | 0 | 3 | 3 | 3 | 1 | 1 | 0 | 15 | 5720 | 8110 | 21 | 33.6 | 7 | 15 | 0
IRB-SU-0588 | SU | Monopole / greenfield | D-RAN | 3 | 3 | 0 | 3 | 3 | 3 | 1 | 1 | 0 | 15 | 5720 | 8110 | 21 | 33.6 | 7 | 15 | 0
IRB-SU-0589 | SU | Monopole / greenfield | D-RAN | 3 | 3 | 0 | 3 | 3 | 3 | 1 | 1 | 0 | 15 | 5720 | 8110 | 21 | 33.6 | 7 | 15 | 0
IRB-SU-0590 | SU | Monopole / greenfield | D-RAN | 3 | 3 | 0 | 3 | 3 | 3 | 1 | 1 | 0 | 15 | 5720 | 8110 | 21 | 33.6 | 7 | 15 | 0
IRB-SU-0591 | SU | Monopole / greenfield | D-RAN | 3 | 3 | 0 | 3 | 3 | 3 | 1 | 1 | 0 | 15 | 5720 | 8110 | 21 | 33.6 | 7 | 15 | 0
IRB-SU-0592 | SU | Monopole / greenfield | D-RAN | 3 | 3 | 0 | 3 | 3 | 3 | 1 | 1 | 0 | 15 | 5720 | 8110 | 21 | 33.6 | 7 | 15 | 0
IRB-SU-0593 | SU | Monopole / greenfield | D-RAN | 3 | 3 | 0 | 3 | 3 | 3 | 1 | 1 | 0 | 15 | 5720 | 8110 | 21 | 33.6 | 7 | 15 | 0
IRB-SU-0594 | SU | Monopole / greenfield | D-RAN | 3 | 3 | 0 | 3 | 3 | 3 | 1 | 1 | 0 | 15 | 5720 | 8110 | 21 | 33.6 | 7 | 15 | 0
IRB-SU-0595 | SU | Monopole / greenfield | D-RAN | 3 | 3 | 0 | 3 | 3 | 3 | 1 | 1 | 0 | 15 | 5720 | 8110 | 21 | 33.6 | 7 | 15 | 0
IRB-SU-0596 | SU | Monopole / greenfield | D-RAN | 3 | 3 | 0 | 3 | 3 | 3 | 1 | 1 | 0 | 15 | 5720 | 8110 | 21 | 33.6 | 7 | 15 | 0
IRB-SU-0597 | SU | Monopole / greenfield | D-RAN | 3 | 3 | 0 | 3 | 3 | 3 | 1 | 1 | 0 | 15 | 5720 | 8110 | 21 | 33.6 | 7 | 15 | 0
IRB-SU-0598 | SU | Monopole / greenfield | D-RAN | 3 | 3 | 0 | 3 | 3 | 3 | 1 | 1 | 0 | 15 | 5720 | 8110 | 21 | 33.6 | 7 | 15 | 0
IRB-SU-0599 | SU | Monopole / greenfield | D-RAN | 3 | 3 | 0 | 3 | 3 | 3 | 1 | 1 | 0 | 15 | 5720 | 8110 | 21 | 33.6 | 7 | 15 | 0
IRB-SU-0600 | SU | Monopole / greenfield | D-RAN | 3 | 3 | 0 | 3 | 3 | 3 | 1 | 1 | 0 | 15 | 5720 | 8110 | 21 | 33.6 | 7 | 15 | 0
IRB-SU-0601 | SU | Monopole / greenfield | D-RAN | 3 | 3 | 0 | 3 | 3 | 3 | 1 | 1 | 0 | 15 | 5720 | 8110 | 21 | 33.6 | 7 | 15 | 0
IRB-SU-0602 | SU | Monopole / greenfield | D-RAN | 3 | 3 | 0 | 3 | 3 | 3 | 1 | 1 | 0 | 15 | 5720 | 8110 | 21 | 33.6 | 7 | 15 | 0
IRB-SU-0603 | SU | Monopole / greenfield | D-RAN | 3 | 3 | 0 | 3 | 3 | 3 | 1 | 1 | 0 | 15 | 5720 | 8110 | 21 | 33.6 | 7 | 15 | 0
IRB-SU-0604 | SU | Monopole / greenfield | D-RAN | 3 | 3 | 0 | 3 | 3 | 3 | 1 | 1 | 0 | 15 | 5720 | 8110 | 21 | 33.6 | 7 | 15 | 0
IRB-SU-0605 | SU | Monopole / greenfield | D-RAN | 3 | 3 | 0 | 3 | 3 | 3 | 1 | 1 | 0 | 15 | 5720 | 8110 | 21 | 33.6 | 7 | 15 | 0
IRB-SU-0606 | SU | Monopole / greenfield | D-RAN | 3 | 3 | 0 | 3 | 3 | 3 | 1 | 1 | 0 | 15 | 5720 | 8110 | 21 | 33.6 | 7 | 15 | 0
IRB-SU-0607 | SU | Monopole / greenfield | D-RAN | 3 | 3 | 0 | 3 | 3 | 3 | 1 | 1 | 0 | 15 | 5720 | 8110 | 21 | 33.6 | 7 | 15 | 0
IRB-SU-0608 | SU | Monopole / greenfield | D-RAN | 3 | 3 | 0 | 3 | 3 | 3 | 1 | 1 | 0 | 15 | 5720 | 8110 | 21 | 33.6 | 7 | 15 | 0
IRB-SU-0609 | SU | Monopole / greenfield | D-RAN | 3 | 3 | 0 | 3 | 3 | 3 | 1 | 1 | 0 | 15 | 5720 | 8110 | 21 | 33.6 | 7 | 15 | 0
IRB-SU-0610 | SU | Monopole / greenfield | D-RAN | 3 | 3 | 0 | 3 | 3 | 3 | 1 | 1 | 0 | 15 | 5720 | 8110 | 21 | 33.6 | 7 | 15 | 0
IRB-SU-0611 | SU | Monopole / greenfield | D-RAN | 3 | 3 | 0 | 3 | 3 | 3 | 1 | 1 | 0 | 15 | 5720 | 8110 | 21 | 33.6 | 7 | 15 | 0
IRB-SU-0612 | SU | Monopole / greenfield | C-RAN | 3 | 3 | 0 | 3 | 3 | 3 | 0 | 0 | 1 | 15 | 5310 | 7540 | 18 | 28.8 | 6 | 15 | 0
IRB-SU-0613 | SU | Monopole / greenfield | C-RAN | 3 | 3 | 0 | 3 | 3 | 3 | 0 | 0 | 1 | 15 | 5310 | 7540 | 18 | 28.8 | 6 | 15 | 0
IRB-SU-0614 | SU | Monopole / greenfield | D-RAN | 3 | 3 | 0 | 3 | 3 | 3 | 1 | 1 | 0 | 15 | 5720 | 8110 | 21 | 33.6 | 7 | 15 | 0
IRB-SU-0615 | SU | Monopole / greenfield | D-RAN | 3 | 3 | 0 | 3 | 3 | 3 | 1 | 1 | 0 | 15 | 5720 | 8110 | 21 | 33.6 | 7 | 15 | 0
IRB-SU-0616 | SU | Monopole / greenfield | C-RAN | 3 | 3 | 0 | 3 | 3 | 3 | 0 | 0 | 1 | 15 | 5310 | 7540 | 18 | 28.8 | 6 | 15 | 0
IRB-SU-0617 | SU | Monopole / greenfield | C-RAN | 3 | 3 | 0 | 3 | 3 | 3 | 0 | 0 | 1 | 15 | 5310 | 7540 | 18 | 28.8 | 6 | 15 | 0
IRB-SU-0618 | SU | Monopole / greenfield | C-RAN | 3 | 3 | 0 | 3 | 3 | 3 | 0 | 0 | 1 | 15 | 5310 | 7540 | 18 | 28.8 | 6 | 15 | 0
IRB-SU-0619 | SU | Monopole / greenfield | C-RAN | 3 | 3 | 0 | 3 | 3 | 3 | 0 | 0 | 1 | 15 | 5310 | 7540 | 18 | 28.8 | 6 | 15 | 0
IRB-SU-0620 | SU | Monopole / greenfield | D-RAN | 3 | 3 | 0 | 3 | 3 | 3 | 1 | 1 | 0 | 15 | 5720 | 8110 | 21 | 33.6 | 7 | 15 | 0
IRB-SU-0621 | SU | Monopole / greenfield | D-RAN | 3 | 3 | 0 | 3 | 3 | 3 | 1 | 1 | 0 | 15 | 5720 | 8110 | 21 | 33.6 | 7 | 15 | 0
IRB-SU-0622 | SU | Monopole / greenfield | C-RAN | 3 | 3 | 0 | 3 | 3 | 3 | 0 | 0 | 1 | 15 | 5310 | 7540 | 18 | 28.8 | 6 | 15 | 0
IRB-SU-0623 | SU | Monopole / greenfield | C-RAN | 3 | 3 | 0 | 3 | 3 | 3 | 0 | 0 | 1 | 15 | 5310 | 7540 | 18 | 28.8 | 6 | 15 | 0
IRB-SU-0624 | SU | Monopole / greenfield | C-RAN | 3 | 3 | 0 | 3 | 3 | 3 | 0 | 0 | 1 | 15 | 5310 | 7540 | 18 | 28.8 | 6 | 15 | 0
IRB-SU-0625 | SU | Monopole / greenfield | C-RAN | 3 | 3 | 0 | 3 | 3 | 3 | 0 | 0 | 1 | 15 | 5310 | 7540 | 18 | 28.8 | 6 | 15 | 0
IRB-SU-0626 | SU | Monopole / greenfield | C-RAN | 3 | 3 | 0 | 3 | 3 | 3 | 0 | 0 | 1 | 15 | 5310 | 7540 | 18 | 28.8 | 6 | 15 | 0
IRB-SU-0627 | SU | Monopole / greenfield | C-RAN | 3 | 3 | 0 | 3 | 3 | 3 | 0 | 0 | 1 | 15 | 5310 | 7540 | 18 | 28.8 | 6 | 15 | 0
IRB-SU-0628 | SU | Monopole / greenfield | C-RAN | 3 | 3 | 0 | 3 | 3 | 3 | 0 | 0 | 1 | 15 | 5310 | 7540 | 18 | 28.8 | 6 | 15 | 0
IRB-SU-0629 | SU | Monopole / greenfield | C-RAN | 3 | 3 | 0 | 3 | 3 | 3 | 0 | 0 | 1 | 15 | 5310 | 7540 | 18 | 28.8 | 6 | 15 | 0
IRB-SU-0630 | SU | Monopole / greenfield | C-RAN | 3 | 3 | 0 | 3 | 3 | 3 | 0 | 0 | 1 | 15 | 5310 | 7540 | 18 | 28.8 | 6 | 15 | 0
IRB-SU-0631 | SU | Monopole / greenfield | C-RAN | 3 | 3 | 0 | 3 | 3 | 3 | 0 | 0 | 1 | 15 | 5310 | 7540 | 18 | 28.8 | 6 | 15 | 0
IRB-SU-0632 | SU | Monopole / greenfield | C-RAN | 3 | 3 | 0 | 3 | 3 | 3 | 0 | 0 | 1 | 15 | 5310 | 7540 | 18 | 28.8 | 6 | 15 | 0
IRB-SU-0633 | SU | Monopole / greenfield | D-RAN | 3 | 3 | 0 | 3 | 3 | 3 | 1 | 1 | 0 | 15 | 5720 | 8110 | 21 | 33.6 | 7 | 15 | 0
IRB-SU-0634 | SU | Monopole / greenfield | D-RAN | 3 | 3 | 0 | 3 | 3 | 3 | 1 | 1 | 0 | 15 | 5720 | 8110 | 21 | 33.6 | 7 | 15 | 0
IRB-SU-0635 | SU | Monopole / greenfield | C-RAN | 3 | 3 | 0 | 3 | 3 | 3 | 0 | 0 | 1 | 15 | 5310 | 7540 | 18 | 28.8 | 6 | 15 | 0
IRB-SU-0636 | SU | Monopole / greenfield | C-RAN | 3 | 3 | 0 | 3 | 3 | 3 | 0 | 0 | 1 | 15 | 5310 | 7540 | 18 | 28.8 | 6 | 15 | 0
IRB-SU-0637 | SU | Monopole / greenfield | C-RAN | 3 | 3 | 0 | 3 | 3 | 3 | 0 | 0 | 1 | 15 | 5310 | 7540 | 18 | 28.8 | 6 | 15 | 0
IRB-SU-0638 | SU | Monopole / greenfield | C-RAN | 3 | 3 | 0 | 3 | 3 | 3 | 0 | 0 | 1 | 15 | 5310 | 7540 | 18 | 28.8 | 6 | 15 | 0
IRB-SU-0639 | SU | Rooftop | C-RAN | 3 | 3 | 0 | 3 | 3 | 3 | 0 | 0 | 1 | 15 | 5310 | 7540 | 18 | 28.8 | 6 | 15 | 0
IRB-SU-0640 | SU | Monopole / greenfield | C-RAN | 3 | 3 | 0 | 3 | 3 | 3 | 0 | 0 | 1 | 15 | 5310 | 7540 | 18 | 28.8 | 6 | 15 | 0
IRB-SU-0641 | SU | Monopole / greenfield | C-RAN | 3 | 3 | 0 | 3 | 3 | 3 | 0 | 0 | 1 | 15 | 5310 | 7540 | 18 | 28.8 | 6 | 15 | 0
IRB-SU-0642 | SU | Monopole / greenfield | C-RAN | 3 | 3 | 0 | 3 | 3 | 3 | 0 | 0 | 1 | 15 | 5310 | 7540 | 18 | 28.8 | 6 | 15 | 0
IRB-SU-0643 | SU | Monopole / greenfield | C-RAN | 3 | 3 | 0 | 3 | 3 | 3 | 0 | 0 | 1 | 15 | 5310 | 7540 | 18 | 28.8 | 6 | 15 | 0
IRB-SU-0644 | SU | Monopole / greenfield | C-RAN | 3 | 3 | 0 | 3 | 3 | 3 | 0 | 0 | 1 | 15 | 5310 | 7540 | 18 | 28.8 | 6 | 15 | 0
IRB-SU-0645 | SU | Monopole / greenfield | C-RAN | 3 | 3 | 0 | 3 | 3 | 3 | 0 | 0 | 1 | 15 | 5310 | 7540 | 18 | 28.8 | 6 | 15 | 0
IRB-SU-0646 | SU | Monopole / greenfield | C-RAN | 3 | 3 | 0 | 3 | 3 | 3 | 0 | 0 | 1 | 15 | 5310 | 7540 | 18 | 28.8 | 6 | 15 | 0
IRB-SU-0647 | SU | Monopole / greenfield | C-RAN | 3 | 3 | 0 | 3 | 3 | 3 | 0 | 0 | 1 | 15 | 5310 | 7540 | 18 | 28.8 | 6 | 15 | 0
IRB-SU-0648 | SU | Monopole / greenfield | D-RAN | 3 | 3 | 0 | 3 | 3 | 3 | 1 | 1 | 0 | 15 | 5720 | 8110 | 21 | 33.6 | 7 | 15 | 0
IRB-SU-0649 | SU | Monopole / greenfield | D-RAN | 3 | 3 | 0 | 3 | 3 | 3 | 1 | 1 | 0 | 15 | 5720 | 8110 | 21 | 33.6 | 7 | 15 | 0
IRB-SU-0650 | SU | Monopole / greenfield | D-RAN | 3 | 3 | 0 | 3 | 3 | 3 | 1 | 1 | 0 | 15 | 5720 | 8110 | 21 | 33.6 | 7 | 15 | 0
IRB-SU-0651 | SU | Monopole / greenfield | C-RAN | 3 | 3 | 0 | 3 | 3 | 3 | 0 | 0 | 1 | 15 | 5310 | 7540 | 18 | 28.8 | 6 | 15 | 0
IRB-SU-0652 | SU | Monopole / greenfield | C-RAN | 3 | 3 | 0 | 3 | 3 | 3 | 0 | 0 | 1 | 15 | 5310 | 7540 | 18 | 28.8 | 6 | 15 | 0
IRB-SU-0653 | SU | Monopole / greenfield | C-RAN | 3 | 3 | 0 | 3 | 3 | 3 | 0 | 0 | 1 | 15 | 5310 | 7540 | 18 | 28.8 | 6 | 15 | 0
IRB-SU-0654 | SU | Monopole / greenfield | C-RAN | 3 | 3 | 0 | 3 | 3 | 3 | 0 | 0 | 1 | 15 | 5310 | 7540 | 18 | 28.8 | 6 | 15 | 0
IRB-SU-0655 | SU | Monopole / greenfield | C-RAN | 3 | 3 | 0 | 3 | 3 | 3 | 0 | 0 | 1 | 15 | 5310 | 7540 | 18 | 28.8 | 6 | 15 | 0
IRB-SU-0656 | SU | Monopole / greenfield | C-RAN | 3 | 3 | 0 | 3 | 3 | 3 | 0 | 0 | 1 | 15 | 5310 | 7540 | 18 | 28.8 | 6 | 15 | 0
IRB-SU-0657 | SU | Monopole / greenfield | C-RAN | 3 | 3 | 0 | 3 | 3 | 3 | 0 | 0 | 1 | 15 | 5310 | 7540 | 18 | 28.8 | 6 | 15 | 0
IRB-SU-0658 | SU | Monopole / greenfield | C-RAN | 3 | 3 | 0 | 3 | 3 | 3 | 0 | 0 | 1 | 15 | 5310 | 7540 | 18 | 28.8 | 6 | 15 | 0
IRB-SU-0659 | SU | Monopole / greenfield | C-RAN | 3 | 3 | 0 | 3 | 3 | 3 | 0 | 0 | 1 | 15 | 5310 | 7540 | 18 | 28.8 | 6 | 15 | 0
IRB-SU-0660 | SU | Monopole / greenfield | D-RAN | 3 | 3 | 0 | 3 | 3 | 3 | 1 | 1 | 0 | 15 | 5720 | 8110 | 21 | 33.6 | 7 | 15 | 0
IRB-SU-0661 | SU | Monopole / greenfield | D-RAN | 3 | 3 | 0 | 3 | 3 | 3 | 1 | 1 | 0 | 15 | 5720 | 8110 | 21 | 33.6 | 7 | 15 | 0
IRB-SU-0662 | SU | Monopole / greenfield | C-RAN | 3 | 3 | 0 | 3 | 3 | 3 | 0 | 0 | 1 | 15 | 5310 | 7540 | 18 | 28.8 | 6 | 15 | 0
IRB-SU-0663 | SU | Monopole / greenfield | C-RAN | 3 | 3 | 0 | 3 | 3 | 3 | 0 | 0 | 1 | 15 | 5310 | 7540 | 18 | 28.8 | 6 | 15 | 0
IRB-SU-0664 | SU | Monopole / greenfield | C-RAN | 3 | 3 | 0 | 3 | 3 | 3 | 0 | 0 | 1 | 15 | 5310 | 7540 | 18 | 28.8 | 6 | 15 | 0
IRB-SU-0665 | SU | Monopole / greenfield | C-RAN | 3 | 3 | 0 | 3 | 3 | 3 | 0 | 0 | 1 | 15 | 5310 | 7540 | 18 | 28.8 | 6 | 15 | 0
IRB-SU-0666 | SU | Monopole / greenfield | C-RAN | 3 | 3 | 0 | 3 | 3 | 3 | 0 | 0 | 1 | 15 | 5310 | 7540 | 18 | 28.8 | 6 | 15 | 0
IRB-SU-0667 | SU | Monopole / greenfield | C-RAN | 3 | 3 | 0 | 3 | 3 | 3 | 0 | 0 | 1 | 15 | 5310 | 7540 | 18 | 28.8 | 6 | 15 | 0
IRB-SU-0668 | SU | Monopole / greenfield | C-RAN | 3 | 3 | 0 | 3 | 3 | 3 | 0 | 0 | 1 | 15 | 5310 | 7540 | 18 | 28.8 | 6 | 15 | 0
IRB-SU-0669 | SU | Monopole / greenfield | D-RAN | 3 | 3 | 0 | 3 | 3 | 3 | 1 | 1 | 0 | 15 | 5720 | 8110 | 21 | 33.6 | 7 | 15 | 0
IRB-SU-0670 | SU | Monopole / greenfield | D-RAN | 3 | 3 | 0 | 3 | 3 | 3 | 1 | 1 | 0 | 15 | 5720 | 8110 | 21 | 33.6 | 7 | 15 | 0
IRB-SU-0671 | SU | Monopole / greenfield | D-RAN | 3 | 3 | 0 | 3 | 3 | 3 | 1 | 1 | 0 | 15 | 5720 | 8110 | 21 | 33.6 | 7 | 15 | 0
IRB-SU-0672 | SU | Monopole / greenfield | D-RAN | 3 | 3 | 0 | 3 | 3 | 3 | 1 | 1 | 0 | 15 | 5720 | 8110 | 21 | 33.6 | 7 | 15 | 0
IRB-SU-0673 | SU | Monopole / greenfield | D-RAN | 3 | 3 | 0 | 3 | 3 | 3 | 1 | 1 | 0 | 15 | 5720 | 8110 | 21 | 33.6 | 7 | 15 | 0
IRB-SU-0674 | SU | Monopole / greenfield | C-RAN | 3 | 3 | 0 | 3 | 3 | 3 | 0 | 0 | 1 | 15 | 5310 | 7540 | 18 | 28.8 | 6 | 15 | 0
IRB-SU-0675 | SU | Monopole / greenfield | C-RAN | 3 | 3 | 0 | 3 | 3 | 3 | 0 | 0 | 1 | 15 | 5310 | 7540 | 18 | 28.8 | 6 | 15 | 0
IRB-SU-0676 | SU | Monopole / greenfield | C-RAN | 3 | 3 | 0 | 3 | 3 | 3 | 0 | 0 | 1 | 15 | 5310 | 7540 | 18 | 28.8 | 6 | 15 | 0
IRB-SU-0677 | SU | Monopole / greenfield | C-RAN | 3 | 3 | 0 | 3 | 3 | 3 | 0 | 0 | 1 | 15 | 5310 | 7540 | 18 | 28.8 | 6 | 15 | 0
IRB-SU-0678 | SU | Monopole / greenfield | C-RAN | 3 | 3 | 0 | 3 | 3 | 3 | 0 | 0 | 1 | 15 | 5310 | 7540 | 18 | 28.8 | 6 | 15 | 0
IRB-SU-0679 | SU | Monopole / greenfield | C-RAN | 3 | 3 | 0 | 3 | 3 | 3 | 0 | 0 | 1 | 15 | 5310 | 7540 | 18 | 28.8 | 6 | 15 | 0
IRB-SU-0680 | SU | Monopole / greenfield | D-RAN | 3 | 3 | 0 | 3 | 3 | 3 | 1 | 1 | 0 | 15 | 5720 | 8110 | 21 | 33.6 | 7 | 15 | 0
IRB-SU-0681 | SU | Monopole / greenfield | D-RAN | 3 | 3 | 0 | 3 | 3 | 3 | 1 | 1 | 0 | 15 | 5720 | 8110 | 21 | 33.6 | 7 | 15 | 0
IRB-SU-0682 | SU | Monopole / greenfield | D-RAN | 3 | 3 | 0 | 3 | 3 | 3 | 1 | 1 | 0 | 15 | 5720 | 8110 | 21 | 33.6 | 7 | 15 | 0
IRB-SU-0683 | SU | Monopole / greenfield | D-RAN | 3 | 3 | 0 | 3 | 3 | 3 | 1 | 1 | 0 | 15 | 5720 | 8110 | 21 | 33.6 | 7 | 15 | 0
IRB-SU-0684 | SU | Monopole / greenfield | D-RAN | 3 | 3 | 0 | 3 | 3 | 3 | 1 | 1 | 0 | 15 | 5720 | 8110 | 21 | 33.6 | 7 | 15 | 0
IRB-SU-0685 | SU | Monopole / greenfield | C-RAN | 3 | 3 | 0 | 3 | 3 | 3 | 0 | 0 | 1 | 15 | 5310 | 7540 | 18 | 28.8 | 6 | 15 | 0
IRB-SU-0686 | SU | Monopole / greenfield | C-RAN | 3 | 3 | 0 | 3 | 3 | 3 | 0 | 0 | 1 | 15 | 5310 | 7540 | 18 | 28.8 | 6 | 15 | 0
IRB-SU-0687 | SU | Monopole / greenfield | C-RAN | 3 | 3 | 0 | 3 | 3 | 3 | 0 | 0 | 1 | 15 | 5310 | 7540 | 18 | 28.8 | 6 | 15 | 0
IRB-SU-0688 | SU | Monopole / greenfield | C-RAN | 3 | 3 | 0 | 3 | 3 | 3 | 0 | 0 | 1 | 15 | 5310 | 7540 | 18 | 28.8 | 6 | 15 | 0
IRB-SU-0689 | SU | Monopole / greenfield | C-RAN | 3 | 3 | 0 | 3 | 3 | 3 | 0 | 0 | 1 | 15 | 5310 | 7540 | 18 | 28.8 | 6 | 15 | 0
IRB-SU-0690 | SU | Monopole / greenfield | C-RAN | 3 | 3 | 0 | 3 | 3 | 3 | 0 | 0 | 1 | 15 | 5310 | 7540 | 18 | 28.8 | 6 | 15 | 0
IRB-SU-0691 | SU | Rooftop | D-RAN | 3 | 3 | 0 | 3 | 3 | 3 | 1 | 1 | 0 | 15 | 5720 | 8110 | 21 | 33.6 | 7 | 15 | 0
IRB-SU-0692 | SU | Monopole / greenfield | D-RAN | 3 | 3 | 0 | 3 | 3 | 3 | 1 | 1 | 0 | 15 | 5720 | 8110 | 21 | 33.6 | 7 | 15 | 0
IRB-SU-0693 | SU | Monopole / greenfield | D-RAN | 3 | 3 | 0 | 3 | 3 | 3 | 1 | 1 | 0 | 15 | 5720 | 8110 | 21 | 33.6 | 7 | 15 | 0
IRB-SU-0694 | SU | Monopole / greenfield | D-RAN | 3 | 3 | 0 | 3 | 3 | 3 | 1 | 1 | 0 | 15 | 5720 | 8110 | 21 | 33.6 | 7 | 15 | 0
IRB-SU-0695 | SU | Monopole / greenfield | D-RAN | 3 | 3 | 0 | 3 | 3 | 3 | 1 | 1 | 0 | 15 | 5720 | 8110 | 21 | 33.6 | 7 | 15 | 0
IRB-SU-0696 | SU | Monopole / greenfield | C-RAN | 3 | 3 | 0 | 3 | 3 | 3 | 0 | 0 | 1 | 15 | 5310 | 7540 | 18 | 28.8 | 6 | 15 | 0
IRB-SU-0697 | SU | Monopole / greenfield | C-RAN | 3 | 3 | 0 | 3 | 3 | 3 | 0 | 0 | 1 | 15 | 5310 | 7540 | 18 | 28.8 | 6 | 15 | 0
IRB-SU-0698 | SU | Monopole / greenfield | C-RAN | 3 | 3 | 0 | 3 | 3 | 3 | 0 | 0 | 1 | 15 | 5310 | 7540 | 18 | 28.8 | 6 | 15 | 0
IRB-SU-0699 | SU | Monopole / greenfield | C-RAN | 3 | 3 | 0 | 3 | 3 | 3 | 0 | 0 | 1 | 15 | 5310 | 7540 | 18 | 28.8 | 6 | 15 | 0
IRB-SU-0700 | SU | Monopole / greenfield | C-RAN | 3 | 3 | 0 | 3 | 3 | 3 | 0 | 0 | 1 | 15 | 5310 | 7540 | 18 | 28.8 | 6 | 15 | 0
IRB-SU-0701 | SU | Monopole / greenfield | C-RAN | 3 | 3 | 0 | 3 | 3 | 3 | 0 | 0 | 1 | 15 | 5310 | 7540 | 18 | 28.8 | 6 | 15 | 0
IRB-SU-0702 | SU | Rooftop | D-RAN | 3 | 3 | 0 | 3 | 3 | 3 | 1 | 1 | 0 | 15 | 5720 | 8110 | 21 | 33.6 | 7 | 15 | 0
IRB-SU-0703 | SU | Rooftop | D-RAN | 3 | 3 | 0 | 3 | 3 | 3 | 1 | 1 | 0 | 15 | 5720 | 8110 | 21 | 33.6 | 7 | 15 | 0
IRB-SU-0704 | SU | Monopole / greenfield | D-RAN | 3 | 3 | 0 | 3 | 3 | 3 | 1 | 1 | 0 | 15 | 5720 | 8110 | 21 | 33.6 | 7 | 15 | 0
IRB-SU-0705 | SU | Monopole / greenfield | D-RAN | 3 | 3 | 0 | 3 | 3 | 3 | 1 | 1 | 0 | 15 | 5720 | 8110 | 21 | 33.6 | 7 | 15 | 0
IRB-SU-0706 | SU | Monopole / greenfield | C-RAN | 3 | 3 | 0 | 3 | 3 | 3 | 0 | 0 | 1 | 15 | 5310 | 7540 | 18 | 28.8 | 6 | 15 | 0
IRB-SU-0707 | SU | Monopole / greenfield | C-RAN | 3 | 3 | 0 | 3 | 3 | 3 | 0 | 0 | 1 | 15 | 5310 | 7540 | 18 | 28.8 | 6 | 15 | 0
IRB-SU-0708 | SU | Monopole / greenfield | C-RAN | 3 | 3 | 0 | 3 | 3 | 3 | 0 | 0 | 1 | 15 | 5310 | 7540 | 18 | 28.8 | 6 | 15 | 0
IRB-SU-0709 | SU | Monopole / greenfield | C-RAN | 3 | 3 | 0 | 3 | 3 | 3 | 0 | 0 | 1 | 15 | 5310 | 7540 | 18 | 28.8 | 6 | 15 | 0
IRB-SU-0710 | SU | Monopole / greenfield | C-RAN | 3 | 3 | 0 | 3 | 3 | 3 | 0 | 0 | 1 | 15 | 5310 | 7540 | 18 | 28.8 | 6 | 15 | 0
IRB-SU-0711 | SU | Monopole / greenfield | C-RAN | 3 | 3 | 0 | 3 | 3 | 3 | 0 | 0 | 1 | 15 | 5310 | 7540 | 18 | 28.8 | 6 | 15 | 0
IRB-SU-0712 | SU | Monopole / greenfield | C-RAN | 3 | 3 | 0 | 3 | 3 | 3 | 0 | 0 | 1 | 15 | 5310 | 7540 | 18 | 28.8 | 6 | 15 | 0
IRB-SU-0713 | SU | Monopole / greenfield | C-RAN | 3 | 3 | 0 | 3 | 3 | 3 | 0 | 0 | 1 | 15 | 5310 | 7540 | 18 | 28.8 | 6 | 15 | 0
IRB-SU-0714 | SU | Monopole / greenfield | D-RAN | 3 | 3 | 0 | 3 | 3 | 3 | 1 | 1 | 0 | 15 | 5720 | 8110 | 21 | 33.6 | 7 | 15 | 0
IRB-SU-0715 | SU | Monopole / greenfield | D-RAN | 3 | 3 | 0 | 3 | 3 | 3 | 1 | 1 | 0 | 15 | 5720 | 8110 | 21 | 33.6 | 7 | 15 | 0
IRB-SU-0716 | SU | Monopole / greenfield | D-RAN | 3 | 3 | 0 | 3 | 3 | 3 | 1 | 1 | 0 | 15 | 5720 | 8110 | 21 | 33.6 | 7 | 15 | 0
IRB-SU-0717 | SU | Monopole / greenfield | D-RAN | 3 | 3 | 0 | 3 | 3 | 3 | 1 | 1 | 0 | 15 | 5720 | 8110 | 21 | 33.6 | 7 | 15 | 0
IRB-SU-0718 | SU | Monopole / greenfield | C-RAN | 3 | 3 | 0 | 3 | 3 | 3 | 0 | 0 | 1 | 15 | 5310 | 7540 | 18 | 28.8 | 6 | 15 | 0
IRB-SU-0719 | SU | Monopole / greenfield | C-RAN | 3 | 3 | 0 | 3 | 3 | 3 | 0 | 0 | 1 | 15 | 5310 | 7540 | 18 | 28.8 | 6 | 15 | 0
IRB-SU-0720 | SU | Monopole / greenfield | C-RAN | 3 | 3 | 0 | 3 | 3 | 3 | 0 | 0 | 1 | 15 | 5310 | 7540 | 18 | 28.8 | 6 | 15 | 0
IRB-SU-0721 | SU | Monopole / greenfield | C-RAN | 3 | 3 | 0 | 3 | 3 | 3 | 0 | 0 | 1 | 15 | 5310 | 7540 | 18 | 28.8 | 6 | 15 | 0
IRB-SU-0722 | SU | Monopole / greenfield | C-RAN | 3 | 3 | 0 | 3 | 3 | 3 | 0 | 0 | 1 | 15 | 5310 | 7540 | 18 | 28.8 | 6 | 15 | 0
IRB-SU-0723 | SU | Monopole / greenfield | C-RAN | 3 | 3 | 0 | 3 | 3 | 3 | 0 | 0 | 1 | 15 | 5310 | 7540 | 18 | 28.8 | 6 | 15 | 0
IRB-SU-0724 | SU | Monopole / greenfield | D-RAN | 3 | 3 | 0 | 3 | 3 | 3 | 1 | 1 | 0 | 15 | 5720 | 8110 | 21 | 33.6 | 7 | 15 | 0
IRB-SU-0725 | SU | Monopole / greenfield | D-RAN | 3 | 3 | 0 | 3 | 3 | 3 | 1 | 1 | 0 | 15 | 5720 | 8110 | 21 | 33.6 | 7 | 15 | 0
IRB-SU-0726 | SU | Monopole / greenfield | D-RAN | 3 | 3 | 0 | 3 | 3 | 3 | 1 | 1 | 0 | 15 | 5720 | 8110 | 21 | 33.6 | 7 | 15 | 0
IRB-SU-0727 | SU | Monopole / greenfield | D-RAN | 3 | 3 | 0 | 3 | 3 | 3 | 1 | 1 | 0 | 15 | 5720 | 8110 | 21 | 33.6 | 7 | 15 | 0
IRB-SU-0728 | SU | Monopole / greenfield | D-RAN | 3 | 3 | 0 | 3 | 3 | 3 | 1 | 1 | 0 | 15 | 5720 | 8110 | 21 | 33.6 | 7 | 15 | 0
IRB-SU-0729 | SU | Monopole / greenfield | C-RAN | 3 | 3 | 0 | 3 | 3 | 3 | 0 | 0 | 1 | 15 | 5310 | 7540 | 18 | 28.8 | 6 | 15 | 0
IRB-SU-0730 | SU | Monopole / greenfield | C-RAN | 3 | 3 | 0 | 3 | 3 | 3 | 0 | 0 | 1 | 15 | 5310 | 7540 | 18 | 28.8 | 6 | 15 | 0
IRB-SU-0731 | SU | Monopole / greenfield | C-RAN | 3 | 3 | 0 | 3 | 3 | 3 | 0 | 0 | 1 | 15 | 5310 | 7540 | 18 | 28.8 | 6 | 15 | 0
IRB-SU-0732 | SU | Monopole / greenfield | C-RAN | 3 | 3 | 0 | 3 | 3 | 3 | 0 | 0 | 1 | 15 | 5310 | 7540 | 18 | 28.8 | 6 | 15 | 0
IRB-SU-0733 | SU | Monopole / greenfield | C-RAN | 3 | 3 | 0 | 3 | 3 | 3 | 0 | 0 | 1 | 15 | 5310 | 7540 | 18 | 28.8 | 6 | 15 | 0
IRB-SU-0734 | SU | Monopole / greenfield | C-RAN | 3 | 3 | 0 | 3 | 3 | 3 | 0 | 0 | 1 | 15 | 5310 | 7540 | 18 | 28.8 | 6 | 15 | 0
IRB-SU-0735 | SU | Monopole / greenfield | C-RAN | 3 | 3 | 0 | 3 | 3 | 3 | 0 | 0 | 1 | 15 | 5310 | 7540 | 18 | 28.8 | 6 | 15 | 0
IRB-SU-0736 | SU | Monopole / greenfield | C-RAN | 3 | 3 | 0 | 3 | 3 | 3 | 0 | 0 | 1 | 15 | 5310 | 7540 | 18 | 28.8 | 6 | 15 | 0
IRB-SU-0737 | SU | Monopole / greenfield | C-RAN | 3 | 3 | 0 | 3 | 3 | 3 | 0 | 0 | 1 | 15 | 5310 | 7540 | 18 | 28.8 | 6 | 15 | 0
IRB-SU-0738 | SU | Monopole / greenfield | C-RAN | 3 | 3 | 0 | 3 | 3 | 3 | 0 | 0 | 1 | 15 | 5310 | 7540 | 18 | 28.8 | 6 | 15 | 0
IRB-SU-0739 | SU | Monopole / greenfield | C-RAN | 3 | 3 | 0 | 3 | 3 | 3 | 0 | 0 | 1 | 15 | 5310 | 7540 | 18 | 28.8 | 6 | 15 | 0
IRB-SU-0740 | SU | Rooftop | D-RAN | 3 | 3 | 0 | 3 | 3 | 3 | 1 | 1 | 0 | 15 | 5720 | 8110 | 21 | 33.6 | 7 | 15 | 0
IRB-SU-0741 | SU | Rooftop | D-RAN | 3 | 3 | 0 | 3 | 3 | 3 | 1 | 1 | 0 | 15 | 5720 | 8110 | 21 | 33.6 | 7 | 15 | 0
IRB-SU-0742 | SU | Monopole / greenfield | D-RAN | 3 | 3 | 0 | 3 | 3 | 3 | 1 | 1 | 0 | 15 | 5720 | 8110 | 21 | 33.6 | 7 | 15 | 0
IRB-SU-0743 | SU | Monopole / greenfield | D-RAN | 3 | 3 | 0 | 3 | 3 | 3 | 1 | 1 | 0 | 15 | 5720 | 8110 | 21 | 33.6 | 7 | 15 | 0
IRB-SU-0744 | SU | Monopole / greenfield | D-RAN | 3 | 3 | 0 | 3 | 3 | 3 | 1 | 1 | 0 | 15 | 5720 | 8110 | 21 | 33.6 | 7 | 15 | 0
IRB-SU-0745 | SU | Monopole / greenfield | D-RAN | 3 | 3 | 0 | 3 | 3 | 3 | 1 | 1 | 0 | 15 | 5720 | 8110 | 21 | 33.6 | 7 | 15 | 0
IRB-SU-0746 | SU | Monopole / greenfield | D-RAN | 3 | 3 | 0 | 3 | 3 | 3 | 1 | 1 | 0 | 15 | 5720 | 8110 | 21 | 33.6 | 7 | 15 | 0
IRB-SU-0747 | SU | Monopole / greenfield | D-RAN | 3 | 3 | 0 | 3 | 3 | 3 | 1 | 1 | 0 | 15 | 5720 | 8110 | 21 | 33.6 | 7 | 15 | 0
IRB-SU-0748 | SU | Monopole / greenfield | C-RAN | 3 | 3 | 0 | 3 | 3 | 3 | 0 | 0 | 1 | 15 | 5310 | 7540 | 18 | 28.8 | 6 | 15 | 0
IRB-SU-0749 | SU | Monopole / greenfield | C-RAN | 3 | 3 | 0 | 3 | 3 | 3 | 0 | 0 | 1 | 15 | 5310 | 7540 | 18 | 28.8 | 6 | 15 | 0
IRB-SU-0750 | SU | Monopole / greenfield | C-RAN | 3 | 3 | 0 | 3 | 3 | 3 | 0 | 0 | 1 | 15 | 5310 | 7540 | 18 | 28.8 | 6 | 15 | 0
IRB-SU-0751 | SU | Monopole / greenfield | C-RAN | 3 | 3 | 0 | 3 | 3 | 3 | 0 | 0 | 1 | 15 | 5310 | 7540 | 18 | 28.8 | 6 | 15 | 0
IRB-SU-0752 | SU | Monopole / greenfield | C-RAN | 3 | 3 | 0 | 3 | 3 | 3 | 0 | 0 | 1 | 15 | 5310 | 7540 | 18 | 28.8 | 6 | 15 | 0
IRB-SU-0753 | SU | Monopole / greenfield | C-RAN | 3 | 3 | 0 | 3 | 3 | 3 | 0 | 0 | 1 | 15 | 5310 | 7540 | 18 | 28.8 | 6 | 15 | 0
IRB-SU-0754 | SU | Monopole / greenfield | C-RAN | 3 | 3 | 0 | 3 | 3 | 3 | 0 | 0 | 1 | 15 | 5310 | 7540 | 18 | 28.8 | 6 | 15 | 0
IRB-SU-0755 | SU | Monopole / greenfield | C-RAN | 3 | 3 | 0 | 3 | 3 | 3 | 0 | 0 | 1 | 15 | 5310 | 7540 | 18 | 28.8 | 6 | 15 | 0
IRB-SU-0756 | SU | Rooftop | C-RAN | 3 | 3 | 0 | 3 | 3 | 3 | 0 | 0 | 1 | 15 | 5310 | 7540 | 18 | 28.8 | 6 | 15 | 0
IRB-SU-0757 | SU | Rooftop | C-RAN | 3 | 3 | 0 | 3 | 3 | 3 | 0 | 0 | 1 | 15 | 5310 | 7540 | 18 | 28.8 | 6 | 15 | 0
IRB-SU-0758 | SU | Monopole / greenfield | C-RAN | 3 | 3 | 0 | 3 | 3 | 3 | 0 | 0 | 1 | 15 | 5310 | 7540 | 18 | 28.8 | 6 | 15 | 0
IRB-SU-0759 | SU | Rooftop | D-RAN | 3 | 3 | 0 | 3 | 3 | 3 | 1 | 1 | 0 | 15 | 5720 | 8110 | 21 | 33.6 | 7 | 15 | 0
IRB-SU-0760 | SU | Monopole / greenfield | D-RAN | 3 | 3 | 0 | 3 | 3 | 3 | 1 | 1 | 0 | 15 | 5720 | 8110 | 21 | 33.6 | 7 | 15 | 0
IRB-SU-0761 | SU | Monopole / greenfield | D-RAN | 3 | 3 | 0 | 3 | 3 | 3 | 1 | 1 | 0 | 15 | 5720 | 8110 | 21 | 33.6 | 7 | 15 | 0
IRB-SU-0762 | SU | Monopole / greenfield | D-RAN | 3 | 3 | 0 | 3 | 3 | 3 | 1 | 1 | 0 | 15 | 5720 | 8110 | 21 | 33.6 | 7 | 15 | 0
IRB-SU-0763 | SU | Monopole / greenfield | D-RAN | 3 | 3 | 0 | 3 | 3 | 3 | 1 | 1 | 0 | 15 | 5720 | 8110 | 21 | 33.6 | 7 | 15 | 0
IRB-SU-0764 | SU | Monopole / greenfield | D-RAN | 3 | 3 | 0 | 3 | 3 | 3 | 1 | 1 | 0 | 15 | 5720 | 8110 | 21 | 33.6 | 7 | 15 | 0
NOR-SU-0001 | SU | Monopole / greenfield | D-RAN | 3 | 3 | 0 | 3 | 3 | 3 | 1 | 1 | 0 | 15 | 5720 | 8110 | 21 | 33.6 | 7 | 15 | 0
NOR-SU-0002 | SU | Monopole / greenfield | D-RAN | 3 | 3 | 0 | 3 | 3 | 3 | 1 | 1 | 0 | 15 | 5720 | 8110 | 21 | 33.6 | 7 | 15 | 0
IRB-SU-0765 | SU | Monopole / greenfield | C-RAN | 3 | 3 | 0 | 3 | 3 | 3 | 0 | 0 | 1 | 15 | 5310 | 7540 | 18 | 28.8 | 6 | 15 | 0
IRB-SU-0766 | SU | Monopole / greenfield | C-RAN | 3 | 3 | 0 | 3 | 3 | 3 | 0 | 0 | 1 | 15 | 5310 | 7540 | 18 | 28.8 | 6 | 15 | 0
IRB-SU-0767 | SU | Monopole / greenfield | C-RAN | 3 | 3 | 0 | 3 | 3 | 3 | 0 | 0 | 1 | 15 | 5310 | 7540 | 18 | 28.8 | 6 | 15 | 0
IRB-SU-0768 | SU | Rooftop | C-RAN | 3 | 3 | 0 | 3 | 3 | 3 | 0 | 0 | 1 | 15 | 5310 | 7540 | 18 | 28.8 | 6 | 15 | 0
IRB-SU-0769 | SU | Monopole / greenfield | C-RAN | 3 | 3 | 0 | 3 | 3 | 3 | 0 | 0 | 1 | 15 | 5310 | 7540 | 18 | 28.8 | 6 | 15 | 0
IRB-SU-0770 | SU | Monopole / greenfield | D-RAN | 3 | 3 | 0 | 3 | 3 | 3 | 1 | 1 | 0 | 15 | 5720 | 8110 | 21 | 33.6 | 7 | 15 | 0
IRB-SU-0771 | SU | Monopole / greenfield | D-RAN | 3 | 3 | 0 | 3 | 3 | 3 | 1 | 1 | 0 | 15 | 5720 | 8110 | 21 | 33.6 | 7 | 15 | 0
IRB-SU-0772 | SU | Rooftop | D-RAN | 3 | 3 | 0 | 3 | 3 | 3 | 1 | 1 | 0 | 15 | 5720 | 8110 | 21 | 33.6 | 7 | 15 | 0
IRB-SU-0773 | SU | Rooftop | D-RAN | 3 | 3 | 0 | 3 | 3 | 3 | 1 | 1 | 0 | 15 | 5720 | 8110 | 21 | 33.6 | 7 | 15 | 0
NOR-SU-0003 | SU | Monopole / greenfield | D-RAN | 3 | 3 | 0 | 3 | 3 | 3 | 1 | 1 | 0 | 15 | 5720 | 8110 | 21 | 33.6 | 7 | 15 | 0
NOR-SU-0004 | SU | Monopole / greenfield | D-RAN | 3 | 3 | 0 | 3 | 3 | 3 | 1 | 1 | 0 | 15 | 5720 | 8110 | 21 | 33.6 | 7 | 15 | 0
NOR-SU-0005 | SU | Monopole / greenfield | D-RAN | 3 | 3 | 0 | 3 | 3 | 3 | 1 | 1 | 0 | 15 | 5720 | 8110 | 21 | 33.6 | 7 | 15 | 0
NOR-SU-0006 | SU | Monopole / greenfield | D-RAN | 3 | 3 | 0 | 3 | 3 | 3 | 1 | 1 | 0 | 15 | 5720 | 8110 | 21 | 33.6 | 7 | 15 | 0
NOR-SU-0007 | SU | Monopole / greenfield | D-RAN | 3 | 3 | 0 | 3 | 3 | 3 | 1 | 1 | 0 | 15 | 5720 | 8110 | 21 | 33.6 | 7 | 15 | 0
NOR-SU-0008 | SU | Monopole / greenfield | D-RAN | 3 | 3 | 0 | 3 | 3 | 3 | 1 | 1 | 0 | 15 | 5720 | 8110 | 21 | 33.6 | 7 | 15 | 0
NOR-SU-0009 | SU | Monopole / greenfield | D-RAN | 3 | 3 | 0 | 3 | 3 | 3 | 1 | 1 | 0 | 15 | 5720 | 8110 | 21 | 33.6 | 7 | 15 | 0
NOR-SU-0010 | SU | Monopole / greenfield | D-RAN | 3 | 3 | 0 | 3 | 3 | 3 | 1 | 1 | 0 | 15 | 5720 | 8110 | 21 | 33.6 | 7 | 15 | 0
NOR-SU-0011 | SU | Rooftop | D-RAN | 3 | 3 | 0 | 3 | 3 | 3 | 1 | 1 | 0 | 15 | 5720 | 8110 | 21 | 33.6 | 7 | 15 | 0
NOR-SU-0012 | SU | Monopole / greenfield | D-RAN | 3 | 3 | 0 | 3 | 3 | 3 | 1 | 1 | 0 | 15 | 5720 | 8110 | 21 | 33.6 | 7 | 15 | 0
NOR-SU-0013 | SU | Monopole / greenfield | D-RAN | 3 | 3 | 0 | 3 | 3 | 3 | 1 | 1 | 0 | 15 | 5720 | 8110 | 21 | 33.6 | 7 | 15 | 0
NOR-SU-0014 | SU | Monopole / greenfield | D-RAN | 3 | 3 | 0 | 3 | 3 | 3 | 1 | 1 | 0 | 15 | 5720 | 8110 | 21 | 33.6 | 7 | 15 | 0
NOR-SU-0015 | SU | Monopole / greenfield | D-RAN | 3 | 3 | 0 | 3 | 3 | 3 | 1 | 1 | 0 | 15 | 5720 | 8110 | 21 | 33.6 | 7 | 15 | 0
NOR-SU-0016 | SU | Monopole / greenfield | D-RAN | 3 | 3 | 0 | 3 | 3 | 3 | 1 | 1 | 0 | 15 | 5720 | 8110 | 21 | 33.6 | 7 | 15 | 0
NOR-SU-0017 | SU | Monopole / greenfield | D-RAN | 3 | 3 | 0 | 3 | 3 | 3 | 1 | 1 | 0 | 15 | 5720 | 8110 | 21 | 33.6 | 7 | 15 | 0
NOR-SU-0018 | SU | Monopole / greenfield | D-RAN | 3 | 3 | 0 | 3 | 3 | 3 | 1 | 1 | 0 | 15 | 5720 | 8110 | 21 | 33.6 | 7 | 15 | 0
NOR-SU-0019 | SU | Monopole / greenfield | D-RAN | 3 | 3 | 0 | 3 | 3 | 3 | 1 | 1 | 0 | 15 | 5720 | 8110 | 21 | 33.6 | 7 | 15 | 0
NOR-SU-0020 | SU | Monopole / greenfield | D-RAN | 3 | 3 | 0 | 3 | 3 | 3 | 1 | 1 | 0 | 15 | 5720 | 8110 | 21 | 33.6 | 7 | 15 | 0
RUR-R-0001 | R | Lattice tower | D-RAN | 3 | 0 | 3 | 3 | 3 | 3 | 1 | 1 | 0 | 18 | 6620 | 9100 | 30 | 72 | 15 | 15 | 0
RUR-R-0002 | R | Lattice tower | D-RAN | 3 | 0 | 3 | 3 | 3 | 3 | 1 | 1 | 0 | 18 | 6620 | 9100 | 30 | 72 | 15 | 0 | 23.1
RUR-R-0003 | R | Lattice tower | D-RAN | 3 | 0 | 3 | 3 | 3 | 3 | 1 | 1 | 0 | 18 | 6620 | 9100 | 30 | 72 | 15 | 0 | 23.1
RUR-R-0004 | R | Lattice tower | D-RAN | 3 | 0 | 3 | 3 | 3 | 3 | 1 | 1 | 0 | 18 | 6620 | 9100 | 30 | 72 | 15 | 0 | 23.1
RUR-R-0005 | R | Lattice tower | D-RAN | 3 | 0 | 3 | 3 | 3 | 3 | 1 | 1 | 0 | 18 | 6620 | 9100 | 30 | 72 | 15 | 15 | 0
RUR-R-0006 | R | Lattice tower | D-RAN | 3 | 0 | 3 | 3 | 3 | 3 | 1 | 1 | 0 | 18 | 6620 | 9100 | 30 | 72 | 15 | 0 | 23.1
RUR-R-0007 | R | Lattice tower | D-RAN | 3 | 0 | 3 | 3 | 3 | 3 | 1 | 1 | 0 | 18 | 6620 | 9100 | 30 | 72 | 15 | 0 | 23.1
RUR-R-0008 | R | Lattice tower | D-RAN | 3 | 0 | 3 | 3 | 3 | 3 | 1 | 1 | 0 | 18 | 6620 | 9100 | 30 | 72 | 15 | 15 | 0
RUR-R-0009 | R | Lattice tower | D-RAN | 3 | 0 | 3 | 3 | 3 | 3 | 1 | 1 | 0 | 18 | 6620 | 9100 | 30 | 72 | 15 | 15 | 0
RUR-R-0010 | R | Lattice tower | D-RAN | 3 | 0 | 3 | 3 | 3 | 3 | 1 | 1 | 0 | 18 | 6620 | 9100 | 30 | 72 | 15 | 0 | 23.1
RUR-R-0011 | R | Lattice tower | D-RAN | 3 | 0 | 3 | 3 | 3 | 3 | 1 | 1 | 0 | 18 | 6620 | 9100 | 30 | 72 | 15 | 15 | 0
RUR-R-0012 | R | Lattice tower | D-RAN | 3 | 0 | 3 | 3 | 3 | 3 | 1 | 1 | 0 | 18 | 6620 | 9100 | 30 | 72 | 15 | 15 | 0
RUR-R-0013 | R | Lattice tower | D-RAN | 3 | 0 | 3 | 3 | 3 | 3 | 1 | 1 | 0 | 18 | 6620 | 9100 | 30 | 72 | 15 | 0 | 23.1
RUR-R-0014 | R | Lattice tower | D-RAN | 3 | 0 | 3 | 3 | 3 | 3 | 1 | 1 | 0 | 18 | 6620 | 9100 | 30 | 72 | 15 | 15 | 0
RUR-R-0015 | R | Lattice tower | D-RAN | 3 | 0 | 3 | 3 | 3 | 3 | 1 | 1 | 0 | 18 | 6620 | 9100 | 30 | 72 | 15 | 0 | 23.1
RUR-R-0016 | R | Lattice tower | D-RAN | 3 | 0 | 3 | 3 | 3 | 3 | 1 | 1 | 0 | 18 | 6620 | 9100 | 30 | 72 | 15 | 0 | 23.1
RUR-R-0017 | R | Lattice tower | D-RAN | 3 | 0 | 3 | 3 | 3 | 3 | 1 | 1 | 0 | 18 | 6620 | 9100 | 30 | 72 | 15 | 0 | 23.1
RUR-R-0018 | R | Lattice tower | D-RAN | 3 | 0 | 3 | 3 | 3 | 3 | 1 | 1 | 0 | 18 | 6620 | 9100 | 30 | 72 | 15 | 0 | 23.1
RUR-R-0019 | R | Lattice tower | D-RAN | 3 | 0 | 3 | 3 | 3 | 3 | 1 | 1 | 0 | 18 | 6620 | 9100 | 30 | 72 | 15 | 0 | 23.1
RUR-R-0020 | R | Lattice tower | D-RAN | 3 | 0 | 3 | 3 | 3 | 3 | 1 | 1 | 0 | 18 | 6620 | 9100 | 30 | 72 | 15 | 0 | 23.1
RUR-R-0021 | R | Lattice tower | D-RAN | 3 | 0 | 3 | 3 | 3 | 3 | 1 | 1 | 0 | 18 | 6620 | 9100 | 30 | 72 | 15 | 0 | 23.1
RUR-R-0022 | R | Lattice tower | D-RAN | 3 | 0 | 3 | 3 | 3 | 3 | 1 | 1 | 0 | 18 | 6620 | 9100 | 30 | 72 | 15 | 0 | 23.1
RUR-R-0023 | R | Lattice tower | D-RAN | 3 | 0 | 3 | 3 | 3 | 3 | 1 | 1 | 0 | 18 | 6620 | 9100 | 30 | 72 | 15 | 0 | 23.1
RUR-R-0024 | R | Lattice tower | D-RAN | 3 | 0 | 3 | 3 | 3 | 3 | 1 | 1 | 0 | 18 | 6620 | 9100 | 30 | 72 | 15 | 0 | 23.1
RUR-R-0025 | R | Lattice tower | D-RAN | 3 | 0 | 3 | 3 | 3 | 3 | 1 | 1 | 0 | 18 | 6620 | 9100 | 30 | 72 | 15 | 0 | 23.1
RUR-R-0026 | R | Lattice tower | D-RAN | 3 | 0 | 3 | 3 | 3 | 3 | 1 | 1 | 0 | 18 | 6620 | 9100 | 30 | 72 | 15 | 0 | 23.1
RUR-R-0027 | R | Lattice tower | D-RAN | 3 | 0 | 3 | 3 | 3 | 3 | 1 | 1 | 0 | 18 | 6620 | 9100 | 30 | 72 | 15 | 0 | 23.1
RUR-R-0028 | R | Lattice tower | D-RAN | 3 | 0 | 3 | 3 | 3 | 3 | 1 | 1 | 0 | 18 | 6620 | 9100 | 30 | 72 | 15 | 15 | 0
RUR-R-0029 | R | Lattice tower | D-RAN | 3 | 0 | 3 | 3 | 3 | 3 | 1 | 1 | 0 | 18 | 6620 | 9100 | 30 | 72 | 15 | 0 | 23.1
RUR-R-0030 | R | Lattice tower | D-RAN | 3 | 0 | 3 | 3 | 3 | 3 | 1 | 1 | 0 | 18 | 6620 | 9100 | 30 | 72 | 15 | 0 | 23.1
RUR-R-0031 | R | Lattice tower | D-RAN | 3 | 0 | 3 | 3 | 3 | 3 | 1 | 1 | 0 | 18 | 6620 | 9100 | 30 | 72 | 15 | 0 | 23.1
RUR-R-0032 | R | Lattice tower | D-RAN | 3 | 0 | 3 | 3 | 3 | 3 | 1 | 1 | 0 | 18 | 6620 | 9100 | 30 | 72 | 15 | 0 | 23.1
RUR-R-0033 | R | Lattice tower | D-RAN | 3 | 0 | 3 | 3 | 3 | 3 | 1 | 1 | 0 | 18 | 6620 | 9100 | 30 | 72 | 15 | 0 | 23.1
RUR-R-0034 | R | Lattice tower | D-RAN | 3 | 0 | 3 | 3 | 3 | 3 | 1 | 1 | 0 | 18 | 6620 | 9100 | 30 | 72 | 15 | 0 | 23.1
RUR-R-0035 | R | Lattice tower | D-RAN | 3 | 0 | 3 | 3 | 3 | 3 | 1 | 1 | 0 | 18 | 6620 | 9100 | 30 | 72 | 15 | 15 | 0
RUR-R-0036 | R | Lattice tower | D-RAN | 3 | 0 | 3 | 3 | 3 | 3 | 1 | 1 | 0 | 18 | 6620 | 9100 | 30 | 72 | 15 | 0 | 23.1
RUR-R-0037 | R | Lattice tower | D-RAN | 3 | 0 | 3 | 3 | 3 | 3 | 1 | 1 | 0 | 18 | 6620 | 9100 | 30 | 72 | 15 | 0 | 23.1
RUR-R-0038 | R | Lattice tower | D-RAN | 3 | 0 | 3 | 3 | 3 | 3 | 1 | 1 | 0 | 18 | 6620 | 9100 | 30 | 72 | 15 | 0 | 23.1
RUR-R-0039 | R | Lattice tower | D-RAN | 3 | 0 | 3 | 3 | 3 | 3 | 1 | 1 | 0 | 18 | 6620 | 9100 | 30 | 72 | 15 | 0 | 23.1
RUR-R-0040 | R | Lattice tower | D-RAN | 3 | 0 | 3 | 3 | 3 | 3 | 1 | 1 | 0 | 18 | 6620 | 9100 | 30 | 72 | 15 | 0 | 23.1
RUR-R-0041 | R | Lattice tower | D-RAN | 3 | 0 | 3 | 3 | 3 | 3 | 1 | 1 | 0 | 18 | 6620 | 9100 | 30 | 72 | 15 | 0 | 23.1
RUR-R-0042 | R | Lattice tower | D-RAN | 3 | 0 | 3 | 3 | 3 | 3 | 1 | 1 | 0 | 18 | 6620 | 9100 | 30 | 72 | 15 | 0 | 23.1
RUR-R-0043 | R | Lattice tower | D-RAN | 3 | 0 | 3 | 3 | 3 | 3 | 1 | 1 | 0 | 18 | 6620 | 9100 | 30 | 72 | 15 | 0 | 23.1
RUR-R-0044 | R | Lattice tower | D-RAN | 3 | 0 | 3 | 3 | 3 | 3 | 1 | 1 | 0 | 18 | 6620 | 9100 | 30 | 72 | 15 | 0 | 23.1
RUR-R-0045 | R | Lattice tower | D-RAN | 3 | 0 | 3 | 3 | 3 | 3 | 1 | 1 | 0 | 18 | 6620 | 9100 | 30 | 72 | 15 | 0 | 23.1
RUR-R-0046 | R | Lattice tower | D-RAN | 3 | 0 | 3 | 3 | 3 | 3 | 1 | 1 | 0 | 18 | 6620 | 9100 | 30 | 72 | 15 | 0 | 23.1
RUR-R-0047 | R | Lattice tower | D-RAN | 3 | 0 | 3 | 3 | 3 | 3 | 1 | 1 | 0 | 18 | 6620 | 9100 | 30 | 72 | 15 | 0 | 23.1
RUR-R-0048 | R | Lattice tower | D-RAN | 3 | 0 | 3 | 3 | 3 | 3 | 1 | 1 | 0 | 18 | 6620 | 9100 | 30 | 72 | 15 | 0 | 23.1
RUR-R-0049 | R | Lattice tower | D-RAN | 3 | 0 | 3 | 3 | 3 | 3 | 1 | 1 | 0 | 18 | 6620 | 9100 | 30 | 72 | 15 | 15 | 0
RUR-R-0050 | R | Lattice tower | D-RAN | 3 | 0 | 3 | 3 | 3 | 3 | 1 | 1 | 0 | 18 | 6620 | 9100 | 30 | 72 | 15 | 0 | 23.1
RUR-R-0051 | R | Lattice tower | D-RAN | 3 | 0 | 3 | 3 | 3 | 3 | 1 | 1 | 0 | 18 | 6620 | 9100 | 30 | 72 | 15 | 0 | 23.1
RUR-R-0052 | R | Lattice tower | D-RAN | 3 | 0 | 3 | 3 | 3 | 3 | 1 | 1 | 0 | 18 | 6620 | 9100 | 30 | 72 | 15 | 0 | 23.1
RUR-R-0053 | R | Lattice tower | D-RAN | 3 | 0 | 3 | 3 | 3 | 3 | 1 | 1 | 0 | 18 | 6620 | 9100 | 30 | 72 | 15 | 0 | 23.1
RUR-R-0054 | R | Lattice tower | D-RAN | 3 | 0 | 3 | 3 | 3 | 3 | 1 | 1 | 0 | 18 | 6620 | 9100 | 30 | 72 | 15 | 0 | 23.1
RUR-R-0055 | R | Lattice tower | D-RAN | 3 | 0 | 3 | 3 | 3 | 3 | 1 | 1 | 0 | 18 | 6620 | 9100 | 30 | 72 | 15 | 0 | 23.1
RUR-R-0056 | R | Lattice tower | D-RAN | 3 | 0 | 3 | 3 | 3 | 3 | 1 | 1 | 0 | 18 | 6620 | 9100 | 30 | 72 | 15 | 0 | 23.1
RUR-R-0057 | R | Lattice tower | D-RAN | 3 | 0 | 3 | 3 | 3 | 3 | 1 | 1 | 0 | 18 | 6620 | 9100 | 30 | 72 | 15 | 0 | 23.1
RUR-R-0058 | R | Lattice tower | D-RAN | 3 | 0 | 3 | 3 | 3 | 3 | 1 | 1 | 0 | 18 | 6620 | 9100 | 30 | 72 | 15 | 0 | 23.1
RUR-R-0059 | R | Lattice tower | D-RAN | 3 | 0 | 3 | 3 | 3 | 3 | 1 | 1 | 0 | 18 | 6620 | 9100 | 30 | 72 | 15 | 0 | 23.1
RUR-R-0060 | R | Lattice tower | D-RAN | 3 | 0 | 3 | 3 | 3 | 3 | 1 | 1 | 0 | 18 | 6620 | 9100 | 30 | 72 | 15 | 0 | 23.1
RUR-R-0061 | R | Lattice tower | D-RAN | 3 | 0 | 3 | 3 | 3 | 3 | 1 | 1 | 0 | 18 | 6620 | 9100 | 30 | 72 | 15 | 0 | 23.1
RUR-R-0062 | R | Lattice tower | D-RAN | 3 | 0 | 3 | 3 | 3 | 3 | 1 | 1 | 0 | 18 | 6620 | 9100 | 30 | 72 | 15 | 0 | 23.1
RUR-R-0063 | R | Lattice tower | D-RAN | 3 | 0 | 3 | 3 | 3 | 3 | 1 | 1 | 0 | 18 | 6620 | 9100 | 30 | 72 | 15 | 0 | 23.1
RUR-R-0064 | R | Lattice tower | D-RAN | 3 | 0 | 3 | 3 | 3 | 3 | 1 | 1 | 0 | 18 | 6620 | 9100 | 30 | 72 | 15 | 0 | 23.1
RUR-R-0065 | R | Lattice tower | D-RAN | 3 | 0 | 3 | 3 | 3 | 3 | 1 | 1 | 0 | 18 | 6620 | 9100 | 30 | 72 | 15 | 0 | 23.1
RUR-R-0066 | R | Lattice tower | D-RAN | 3 | 0 | 3 | 3 | 3 | 3 | 1 | 1 | 0 | 18 | 6620 | 9100 | 30 | 72 | 15 | 0 | 23.1
RUR-R-0067 | R | Lattice tower | D-RAN | 3 | 0 | 3 | 3 | 3 | 3 | 1 | 1 | 0 | 18 | 6620 | 9100 | 30 | 72 | 15 | 0 | 23.1
RUR-R-0068 | R | Lattice tower | D-RAN | 3 | 0 | 3 | 3 | 3 | 3 | 1 | 1 | 0 | 18 | 6620 | 9100 | 30 | 72 | 15 | 0 | 23.1
RUR-R-0069 | R | Lattice tower | D-RAN | 3 | 0 | 3 | 3 | 3 | 3 | 1 | 1 | 0 | 18 | 6620 | 9100 | 30 | 72 | 15 | 0 | 23.1
RUR-R-0070 | R | Lattice tower | D-RAN | 3 | 0 | 3 | 3 | 3 | 3 | 1 | 1 | 0 | 18 | 6620 | 9100 | 30 | 72 | 15 | 0 | 23.1
RUR-R-0071 | R | Lattice tower | D-RAN | 3 | 0 | 3 | 3 | 3 | 3 | 1 | 1 | 0 | 18 | 6620 | 9100 | 30 | 72 | 15 | 0 | 23.1
RUR-R-0072 | R | Lattice tower | D-RAN | 3 | 0 | 3 | 3 | 3 | 3 | 1 | 1 | 0 | 18 | 6620 | 9100 | 30 | 72 | 15 | 0 | 23.1
RUR-R-0073 | R | Lattice tower | D-RAN | 3 | 0 | 3 | 3 | 3 | 3 | 1 | 1 | 0 | 18 | 6620 | 9100 | 30 | 72 | 15 | 0 | 23.1
RUR-R-0074 | R | Lattice tower | D-RAN | 3 | 0 | 3 | 3 | 3 | 3 | 1 | 1 | 0 | 18 | 6620 | 9100 | 30 | 72 | 15 | 0 | 23.1
RUR-R-0075 | R | Lattice tower | D-RAN | 3 | 0 | 3 | 3 | 3 | 3 | 1 | 1 | 0 | 18 | 6620 | 9100 | 30 | 72 | 15 | 0 | 23.1
RUR-R-0076 | R | Lattice tower | D-RAN | 3 | 0 | 3 | 3 | 3 | 3 | 1 | 1 | 0 | 18 | 6620 | 9100 | 30 | 72 | 15 | 0 | 23.1
RUR-R-0077 | R | Lattice tower | D-RAN | 3 | 0 | 3 | 3 | 3 | 3 | 1 | 1 | 0 | 18 | 6620 | 9100 | 30 | 72 | 15 | 15 | 0
RUR-R-0078 | R | Lattice tower | D-RAN | 3 | 0 | 3 | 3 | 3 | 3 | 1 | 1 | 0 | 18 | 6620 | 9100 | 30 | 72 | 15 | 15 | 0
RUR-R-0079 | R | Lattice tower | D-RAN | 3 | 0 | 3 | 3 | 3 | 3 | 1 | 1 | 0 | 18 | 6620 | 9100 | 30 | 72 | 15 | 0 | 23.1
RUR-R-0080 | R | Lattice tower | D-RAN | 3 | 0 | 3 | 3 | 3 | 3 | 1 | 1 | 0 | 18 | 6620 | 9100 | 30 | 72 | 15 | 0 | 23.1
RUR-R-0081 | R | Lattice tower | D-RAN | 3 | 0 | 3 | 3 | 3 | 3 | 1 | 1 | 0 | 18 | 6620 | 9100 | 30 | 72 | 15 | 0 | 23.1
RUR-R-0082 | R | Lattice tower | D-RAN | 3 | 0 | 3 | 3 | 3 | 3 | 1 | 1 | 0 | 18 | 6620 | 9100 | 30 | 72 | 15 | 15 | 0
RUR-R-0083 | R | Lattice tower | D-RAN | 3 | 0 | 3 | 3 | 3 | 3 | 1 | 1 | 0 | 18 | 6620 | 9100 | 30 | 72 | 15 | 0 | 23.1
RUR-R-0084 | R | Lattice tower | D-RAN | 3 | 0 | 3 | 3 | 3 | 3 | 1 | 1 | 0 | 18 | 6620 | 9100 | 30 | 72 | 15 | 0 | 23.1
RUR-R-0085 | R | Lattice tower | D-RAN | 3 | 0 | 3 | 3 | 3 | 3 | 1 | 1 | 0 | 18 | 6620 | 9100 | 30 | 72 | 15 | 0 | 23.1
RUR-R-0086 | R | Lattice tower | D-RAN | 3 | 0 | 3 | 3 | 3 | 3 | 1 | 1 | 0 | 18 | 6620 | 9100 | 30 | 72 | 15 | 15 | 0
RUR-R-0087 | R | Lattice tower | D-RAN | 3 | 0 | 3 | 3 | 3 | 3 | 1 | 1 | 0 | 18 | 6620 | 9100 | 30 | 72 | 15 | 0 | 23.1
RUR-R-0088 | R | Lattice tower | D-RAN | 3 | 0 | 3 | 3 | 3 | 3 | 1 | 1 | 0 | 18 | 6620 | 9100 | 30 | 72 | 15 | 0 | 23.1
RUR-R-0089 | R | Lattice tower | D-RAN | 3 | 0 | 3 | 3 | 3 | 3 | 1 | 1 | 0 | 18 | 6620 | 9100 | 30 | 72 | 15 | 15 | 0
RUR-R-0090 | R | Lattice tower | D-RAN | 3 | 0 | 3 | 3 | 3 | 3 | 1 | 1 | 0 | 18 | 6620 | 9100 | 30 | 72 | 15 | 0 | 23.1
RUR-R-0091 | R | Lattice tower | D-RAN | 3 | 0 | 3 | 3 | 3 | 3 | 1 | 1 | 0 | 18 | 6620 | 9100 | 30 | 72 | 15 | 0 | 23.1
RUR-R-0092 | R | Lattice tower | D-RAN | 3 | 0 | 3 | 3 | 3 | 3 | 1 | 1 | 0 | 18 | 6620 | 9100 | 30 | 72 | 15 | 0 | 23.1
RUR-R-0093 | R | Lattice tower | D-RAN | 3 | 0 | 3 | 3 | 3 | 3 | 1 | 1 | 0 | 18 | 6620 | 9100 | 30 | 72 | 15 | 0 | 23.1
RUR-R-0094 | R | Lattice tower | D-RAN | 3 | 0 | 3 | 3 | 3 | 3 | 1 | 1 | 0 | 18 | 6620 | 9100 | 30 | 72 | 15 | 0 | 23.1
RUR-R-0095 | R | Lattice tower | D-RAN | 3 | 0 | 3 | 3 | 3 | 3 | 1 | 1 | 0 | 18 | 6620 | 9100 | 30 | 72 | 15 | 0 | 23.1
RUR-R-0096 | R | Lattice tower | D-RAN | 3 | 0 | 3 | 3 | 3 | 3 | 1 | 1 | 0 | 18 | 6620 | 9100 | 30 | 72 | 15 | 15 | 0
RUR-R-0097 | R | Lattice tower | D-RAN | 3 | 0 | 3 | 3 | 3 | 3 | 1 | 1 | 0 | 18 | 6620 | 9100 | 30 | 72 | 15 | 0 | 23.1
RUR-R-0098 | R | Lattice tower | D-RAN | 3 | 0 | 3 | 3 | 3 | 3 | 1 | 1 | 0 | 18 | 6620 | 9100 | 30 | 72 | 15 | 0 | 23.1
RUR-R-0099 | R | Lattice tower | D-RAN | 3 | 0 | 3 | 3 | 3 | 3 | 1 | 1 | 0 | 18 | 6620 | 9100 | 30 | 72 | 15 | 0 | 23.1
RUR-R-0100 | R | Lattice tower | D-RAN | 3 | 0 | 3 | 3 | 3 | 3 | 1 | 1 | 0 | 18 | 6620 | 9100 | 30 | 72 | 15 | 0 | 23.1
RUR-R-0101 | R | Lattice tower | D-RAN | 3 | 0 | 3 | 3 | 3 | 3 | 1 | 1 | 0 | 18 | 6620 | 9100 | 30 | 72 | 15 | 0 | 23.1
RUR-R-0102 | R | Lattice tower | D-RAN | 3 | 0 | 3 | 3 | 3 | 3 | 1 | 1 | 0 | 18 | 6620 | 9100 | 30 | 72 | 15 | 0 | 23.1
RUR-R-0103 | R | Lattice tower | D-RAN | 3 | 0 | 3 | 3 | 3 | 3 | 1 | 1 | 0 | 18 | 6620 | 9100 | 30 | 72 | 15 | 0 | 23.1
RUR-R-0104 | R | Lattice tower | D-RAN | 3 | 0 | 3 | 3 | 3 | 3 | 1 | 1 | 0 | 18 | 6620 | 9100 | 30 | 72 | 15 | 0 | 23.1
RUR-R-0105 | R | Lattice tower | D-RAN | 3 | 0 | 3 | 3 | 3 | 3 | 1 | 1 | 0 | 18 | 6620 | 9100 | 30 | 72 | 15 | 0 | 23.1
RUR-R-0106 | R | Lattice tower | D-RAN | 3 | 0 | 3 | 3 | 3 | 3 | 1 | 1 | 0 | 18 | 6620 | 9100 | 30 | 72 | 15 | 0 | 23.1
RUR-R-0107 | R | Lattice tower | D-RAN | 3 | 0 | 3 | 3 | 3 | 3 | 1 | 1 | 0 | 18 | 6620 | 9100 | 30 | 72 | 15 | 0 | 23.1
RUR-R-0108 | R | Lattice tower | D-RAN | 3 | 0 | 3 | 3 | 3 | 3 | 1 | 1 | 0 | 18 | 6620 | 9100 | 30 | 72 | 15 | 0 | 23.1
RUR-R-0109 | R | Lattice tower | D-RAN | 3 | 0 | 3 | 3 | 3 | 3 | 1 | 1 | 0 | 18 | 6620 | 9100 | 30 | 72 | 15 | 15 | 0
RUR-R-0110 | R | Lattice tower | D-RAN | 3 | 0 | 3 | 3 | 3 | 3 | 1 | 1 | 0 | 18 | 6620 | 9100 | 30 | 72 | 15 | 0 | 23.1
RUR-R-0111 | R | Lattice tower | D-RAN | 3 | 0 | 3 | 3 | 3 | 3 | 1 | 1 | 0 | 18 | 6620 | 9100 | 30 | 72 | 15 | 0 | 23.1
RUR-R-0112 | R | Lattice tower | D-RAN | 3 | 0 | 3 | 3 | 3 | 3 | 1 | 1 | 0 | 18 | 6620 | 9100 | 30 | 72 | 15 | 0 | 23.1
RUR-R-0113 | R | Lattice tower | D-RAN | 3 | 0 | 3 | 3 | 3 | 3 | 1 | 1 | 0 | 18 | 6620 | 9100 | 30 | 72 | 15 | 0 | 23.1
RUR-R-0114 | R | Lattice tower | D-RAN | 3 | 0 | 3 | 3 | 3 | 3 | 1 | 1 | 0 | 18 | 6620 | 9100 | 30 | 72 | 15 | 0 | 23.1
RUR-R-0115 | R | Lattice tower | D-RAN | 3 | 0 | 3 | 3 | 3 | 3 | 1 | 1 | 0 | 18 | 6620 | 9100 | 30 | 72 | 15 | 0 | 23.1
RUR-R-0116 | R | Lattice tower | D-RAN | 3 | 0 | 3 | 3 | 3 | 3 | 1 | 1 | 0 | 18 | 6620 | 9100 | 30 | 72 | 15 | 15 | 0
RUR-R-0117 | R | Lattice tower | D-RAN | 3 | 0 | 3 | 3 | 3 | 3 | 1 | 1 | 0 | 18 | 6620 | 9100 | 30 | 72 | 15 | 0 | 23.1
RUR-R-0118 | R | Lattice tower | D-RAN | 3 | 0 | 3 | 3 | 3 | 3 | 1 | 1 | 0 | 18 | 6620 | 9100 | 30 | 72 | 15 | 0 | 23.1
RUR-R-0119 | R | Lattice tower | D-RAN | 3 | 0 | 3 | 3 | 3 | 3 | 1 | 1 | 0 | 18 | 6620 | 9100 | 30 | 72 | 15 | 0 | 23.1
RUR-R-0120 | R | Lattice tower | D-RAN | 3 | 0 | 3 | 3 | 3 | 3 | 1 | 1 | 0 | 18 | 6620 | 9100 | 30 | 72 | 15 | 0 | 23.1
RUR-R-0121 | R | Lattice tower | D-RAN | 3 | 0 | 3 | 3 | 3 | 3 | 1 | 1 | 0 | 18 | 6620 | 9100 | 30 | 72 | 15 | 0 | 23.1
RUR-R-0122 | R | Lattice tower | D-RAN | 3 | 0 | 3 | 3 | 3 | 3 | 1 | 1 | 0 | 18 | 6620 | 9100 | 30 | 72 | 15 | 15 | 0
RUR-R-0123 | R | Lattice tower | D-RAN | 3 | 0 | 3 | 3 | 3 | 3 | 1 | 1 | 0 | 18 | 6620 | 9100 | 30 | 72 | 15 | 0 | 23.1
RUR-R-0124 | R | Lattice tower | D-RAN | 3 | 0 | 3 | 3 | 3 | 3 | 1 | 1 | 0 | 18 | 6620 | 9100 | 30 | 72 | 15 | 0 | 23.1
RUR-R-0125 | R | Lattice tower | D-RAN | 3 | 0 | 3 | 3 | 3 | 3 | 1 | 1 | 0 | 18 | 6620 | 9100 | 30 | 72 | 15 | 0 | 23.1
RUR-R-0126 | R | Lattice tower | D-RAN | 3 | 0 | 3 | 3 | 3 | 3 | 1 | 1 | 0 | 18 | 6620 | 9100 | 30 | 72 | 15 | 0 | 23.1
RUR-R-0127 | R | Lattice tower | D-RAN | 3 | 0 | 3 | 3 | 3 | 3 | 1 | 1 | 0 | 18 | 6620 | 9100 | 30 | 72 | 15 | 0 | 23.1
RUR-R-0128 | R | Lattice tower | D-RAN | 3 | 0 | 3 | 3 | 3 | 3 | 1 | 1 | 0 | 18 | 6620 | 9100 | 30 | 72 | 15 | 0 | 23.1
RUR-R-0129 | R | Lattice tower | D-RAN | 3 | 0 | 3 | 3 | 3 | 3 | 1 | 1 | 0 | 18 | 6620 | 9100 | 30 | 72 | 15 | 15 | 0
RUR-R-0130 | R | Lattice tower | D-RAN | 3 | 0 | 3 | 3 | 3 | 3 | 1 | 1 | 0 | 18 | 6620 | 9100 | 30 | 72 | 15 | 0 | 23.1
RUR-R-0131 | R | Lattice tower | D-RAN | 3 | 0 | 3 | 3 | 3 | 3 | 1 | 1 | 0 | 18 | 6620 | 9100 | 30 | 72 | 15 | 0 | 23.1
RUR-R-0132 | R | Lattice tower | D-RAN | 3 | 0 | 3 | 3 | 3 | 3 | 1 | 1 | 0 | 18 | 6620 | 9100 | 30 | 72 | 15 | 0 | 23.1
RUR-R-0133 | R | Lattice tower | D-RAN | 3 | 0 | 3 | 3 | 3 | 3 | 1 | 1 | 0 | 18 | 6620 | 9100 | 30 | 72 | 15 | 0 | 23.1
RUR-R-0134 | R | Lattice tower | D-RAN | 3 | 0 | 3 | 3 | 3 | 3 | 1 | 1 | 0 | 18 | 6620 | 9100 | 30 | 72 | 15 | 0 | 23.1
RUR-R-0135 | R | Lattice tower | D-RAN | 3 | 0 | 3 | 3 | 3 | 3 | 1 | 1 | 0 | 18 | 6620 | 9100 | 30 | 72 | 15 | 0 | 23.1
RUR-R-0136 | R | Lattice tower | D-RAN | 3 | 0 | 3 | 3 | 3 | 3 | 1 | 1 | 0 | 18 | 6620 | 9100 | 30 | 72 | 15 | 0 | 23.1
RUR-R-0137 | R | Lattice tower | D-RAN | 3 | 0 | 3 | 3 | 3 | 3 | 1 | 1 | 0 | 18 | 6620 | 9100 | 30 | 72 | 15 | 15 | 0
RUR-R-0138 | R | Lattice tower | D-RAN | 3 | 0 | 3 | 3 | 3 | 3 | 1 | 1 | 0 | 18 | 6620 | 9100 | 30 | 72 | 15 | 0 | 23.1
RUR-R-0139 | R | Lattice tower | D-RAN | 3 | 0 | 3 | 3 | 3 | 3 | 1 | 1 | 0 | 18 | 6620 | 9100 | 30 | 72 | 15 | 0 | 23.1
RUR-R-0140 | R | Lattice tower | D-RAN | 3 | 0 | 3 | 3 | 3 | 3 | 1 | 1 | 0 | 18 | 6620 | 9100 | 30 | 72 | 15 | 0 | 23.1
RUR-R-0141 | R | Lattice tower | D-RAN | 3 | 0 | 3 | 3 | 3 | 3 | 1 | 1 | 0 | 18 | 6620 | 9100 | 30 | 72 | 15 | 15 | 0
RUR-R-0142 | R | Lattice tower | D-RAN | 3 | 0 | 3 | 3 | 3 | 3 | 1 | 1 | 0 | 18 | 6620 | 9100 | 30 | 72 | 15 | 0 | 23.1
RUR-R-0143 | R | Lattice tower | D-RAN | 3 | 0 | 3 | 3 | 3 | 3 | 1 | 1 | 0 | 18 | 6620 | 9100 | 30 | 72 | 15 | 0 | 23.1
RUR-R-0144 | R | Lattice tower | D-RAN | 3 | 0 | 3 | 3 | 3 | 3 | 1 | 1 | 0 | 18 | 6620 | 9100 | 30 | 72 | 15 | 15 | 0
RUR-R-0145 | R | Lattice tower | D-RAN | 3 | 0 | 3 | 3 | 3 | 3 | 1 | 1 | 0 | 18 | 6620 | 9100 | 30 | 72 | 15 | 0 | 23.1
RUR-R-0146 | R | Lattice tower | D-RAN | 3 | 0 | 3 | 3 | 3 | 3 | 1 | 1 | 0 | 18 | 6620 | 9100 | 30 | 72 | 15 | 0 | 23.1
RUR-R-0147 | R | Lattice tower | D-RAN | 3 | 0 | 3 | 3 | 3 | 3 | 1 | 1 | 0 | 18 | 6620 | 9100 | 30 | 72 | 15 | 0 | 23.1
RUR-R-0148 | R | Lattice tower | D-RAN | 3 | 0 | 3 | 3 | 3 | 3 | 1 | 1 | 0 | 18 | 6620 | 9100 | 30 | 72 | 15 | 0 | 23.1
RUR-R-0149 | R | Lattice tower | D-RAN | 3 | 0 | 3 | 3 | 3 | 3 | 1 | 1 | 0 | 18 | 6620 | 9100 | 30 | 72 | 15 | 15 | 0
RUR-R-0150 | R | Lattice tower | D-RAN | 3 | 0 | 3 | 3 | 3 | 3 | 1 | 1 | 0 | 18 | 6620 | 9100 | 30 | 72 | 15 | 0 | 23.1
RUR-R-0151 | R | Lattice tower | D-RAN | 3 | 0 | 3 | 3 | 3 | 3 | 1 | 1 | 0 | 18 | 6620 | 9100 | 30 | 72 | 15 | 0 | 23.1
RUR-R-0152 | R | Lattice tower | D-RAN | 3 | 0 | 3 | 3 | 3 | 3 | 1 | 1 | 0 | 18 | 6620 | 9100 | 30 | 72 | 15 | 0 | 23.1
RUR-R-0153 | R | Lattice tower | D-RAN | 3 | 0 | 3 | 3 | 3 | 3 | 1 | 1 | 0 | 18 | 6620 | 9100 | 30 | 72 | 15 | 15 | 0
RUR-R-0154 | R | Lattice tower | D-RAN | 3 | 0 | 3 | 3 | 3 | 3 | 1 | 1 | 0 | 18 | 6620 | 9100 | 30 | 72 | 15 | 0 | 23.1
RUR-R-0155 | R | Lattice tower | D-RAN | 3 | 0 | 3 | 3 | 3 | 3 | 1 | 1 | 0 | 18 | 6620 | 9100 | 30 | 72 | 15 | 0 | 23.1
RUR-R-0156 | R | Lattice tower | D-RAN | 3 | 0 | 3 | 3 | 3 | 3 | 1 | 1 | 0 | 18 | 6620 | 9100 | 30 | 72 | 15 | 0 | 23.1
RUR-R-0157 | R | Lattice tower | D-RAN | 3 | 0 | 3 | 3 | 3 | 3 | 1 | 1 | 0 | 18 | 6620 | 9100 | 30 | 72 | 15 | 15 | 0
RUR-R-0158 | R | Lattice tower | D-RAN | 3 | 0 | 3 | 3 | 3 | 3 | 1 | 1 | 0 | 18 | 6620 | 9100 | 30 | 72 | 15 | 0 | 23.1
RUR-R-0159 | R | Lattice tower | D-RAN | 3 | 0 | 3 | 3 | 3 | 3 | 1 | 1 | 0 | 18 | 6620 | 9100 | 30 | 72 | 15 | 0 | 23.1
RUR-R-0160 | R | Lattice tower | D-RAN | 3 | 0 | 3 | 3 | 3 | 3 | 1 | 1 | 0 | 18 | 6620 | 9100 | 30 | 72 | 15 | 0 | 23.1
RUR-R-0161 | R | Lattice tower | D-RAN | 3 | 0 | 3 | 3 | 3 | 3 | 1 | 1 | 0 | 18 | 6620 | 9100 | 30 | 72 | 15 | 0 | 23.1
RUR-R-0162 | R | Lattice tower | D-RAN | 3 | 0 | 3 | 3 | 3 | 3 | 1 | 1 | 0 | 18 | 6620 | 9100 | 30 | 72 | 15 | 15 | 0
RUR-R-0163 | R | Lattice tower | D-RAN | 3 | 0 | 3 | 3 | 3 | 3 | 1 | 1 | 0 | 18 | 6620 | 9100 | 30 | 72 | 15 | 0 | 23.1
RUR-R-0164 | R | Lattice tower | D-RAN | 3 | 0 | 3 | 3 | 3 | 3 | 1 | 1 | 0 | 18 | 6620 | 9100 | 30 | 72 | 15 | 0 | 23.1
RUR-R-0165 | R | Lattice tower | D-RAN | 3 | 0 | 3 | 3 | 3 | 3 | 1 | 1 | 0 | 18 | 6620 | 9100 | 30 | 72 | 15 | 0 | 23.1
RUR-R-0166 | R | Lattice tower | D-RAN | 3 | 0 | 3 | 3 | 3 | 3 | 1 | 1 | 0 | 18 | 6620 | 9100 | 30 | 72 | 15 | 15 | 0
RUR-R-0167 | R | Lattice tower | D-RAN | 3 | 0 | 3 | 3 | 3 | 3 | 1 | 1 | 0 | 18 | 6620 | 9100 | 30 | 72 | 15 | 0 | 23.1
RUR-R-0168 | R | Lattice tower | D-RAN | 3 | 0 | 3 | 3 | 3 | 3 | 1 | 1 | 0 | 18 | 6620 | 9100 | 30 | 72 | 15 | 0 | 23.1
RUR-R-0169 | R | Lattice tower | D-RAN | 3 | 0 | 3 | 3 | 3 | 3 | 1 | 1 | 0 | 18 | 6620 | 9100 | 30 | 72 | 15 | 0 | 23.1
RUR-R-0170 | R | Lattice tower | D-RAN | 3 | 0 | 3 | 3 | 3 | 3 | 1 | 1 | 0 | 18 | 6620 | 9100 | 30 | 72 | 15 | 0 | 23.1
RUR-R-0171 | R | Lattice tower | D-RAN | 3 | 0 | 3 | 3 | 3 | 3 | 1 | 1 | 0 | 18 | 6620 | 9100 | 30 | 72 | 15 | 0 | 23.1
RUR-R-0172 | R | Lattice tower | D-RAN | 3 | 0 | 3 | 3 | 3 | 3 | 1 | 1 | 0 | 18 | 6620 | 9100 | 30 | 72 | 15 | 15 | 0
RUR-R-0173 | R | Lattice tower | D-RAN | 3 | 0 | 3 | 3 | 3 | 3 | 1 | 1 | 0 | 18 | 6620 | 9100 | 30 | 72 | 15 | 0 | 23.1
RUR-R-0174 | R | Lattice tower | D-RAN | 3 | 0 | 3 | 3 | 3 | 3 | 1 | 1 | 0 | 18 | 6620 | 9100 | 30 | 72 | 15 | 0 | 23.1
RUR-R-0175 | R | Lattice tower | D-RAN | 3 | 0 | 3 | 3 | 3 | 3 | 1 | 1 | 0 | 18 | 6620 | 9100 | 30 | 72 | 15 | 0 | 23.1
RUR-R-0176 | R | Lattice tower | D-RAN | 3 | 0 | 3 | 3 | 3 | 3 | 1 | 1 | 0 | 18 | 6620 | 9100 | 30 | 72 | 15 | 15 | 0
RUR-R-0177 | R | Lattice tower | D-RAN | 3 | 0 | 3 | 3 | 3 | 3 | 1 | 1 | 0 | 18 | 6620 | 9100 | 30 | 72 | 15 | 0 | 23.1
RUR-R-0178 | R | Lattice tower | D-RAN | 3 | 0 | 3 | 3 | 3 | 3 | 1 | 1 | 0 | 18 | 6620 | 9100 | 30 | 72 | 15 | 0 | 23.1
RUR-R-0179 | R | Lattice tower | D-RAN | 3 | 0 | 3 | 3 | 3 | 3 | 1 | 1 | 0 | 18 | 6620 | 9100 | 30 | 72 | 15 | 0 | 23.1
RUR-R-0180 | R | Lattice tower | D-RAN | 3 | 0 | 3 | 3 | 3 | 3 | 1 | 1 | 0 | 18 | 6620 | 9100 | 30 | 72 | 15 | 0 | 23.1
RUR-R-0181 | R | Lattice tower | D-RAN | 3 | 0 | 3 | 3 | 3 | 3 | 1 | 1 | 0 | 18 | 6620 | 9100 | 30 | 72 | 15 | 0 | 23.1
RUR-R-0182 | R | Lattice tower | D-RAN | 3 | 0 | 3 | 3 | 3 | 3 | 1 | 1 | 0 | 18 | 6620 | 9100 | 30 | 72 | 15 | 0 | 23.1
RUR-R-0183 | R | Lattice tower | D-RAN | 3 | 0 | 3 | 3 | 3 | 3 | 1 | 1 | 0 | 18 | 6620 | 9100 | 30 | 72 | 15 | 0 | 23.1
RUR-R-0184 | R | Lattice tower | D-RAN | 3 | 0 | 3 | 3 | 3 | 3 | 1 | 1 | 0 | 18 | 6620 | 9100 | 30 | 72 | 15 | 0 | 23.1
RUR-R-0185 | R | Lattice tower | D-RAN | 3 | 0 | 3 | 3 | 3 | 3 | 1 | 1 | 0 | 18 | 6620 | 9100 | 30 | 72 | 15 | 0 | 23.1
RUR-R-0186 | R | Lattice tower | D-RAN | 3 | 0 | 3 | 3 | 3 | 3 | 1 | 1 | 0 | 18 | 6620 | 9100 | 30 | 72 | 15 | 0 | 23.1
RUR-R-0187 | R | Lattice tower | D-RAN | 3 | 0 | 3 | 3 | 3 | 3 | 1 | 1 | 0 | 18 | 6620 | 9100 | 30 | 72 | 15 | 0 | 23.1
RUR-R-0188 | R | Lattice tower | D-RAN | 3 | 0 | 3 | 3 | 3 | 3 | 1 | 1 | 0 | 18 | 6620 | 9100 | 30 | 72 | 15 | 0 | 23.1
RUR-R-0189 | R | Lattice tower | D-RAN | 3 | 0 | 3 | 3 | 3 | 3 | 1 | 1 | 0 | 18 | 6620 | 9100 | 30 | 72 | 15 | 15 | 0
RUR-R-0190 | R | Lattice tower | D-RAN | 3 | 0 | 3 | 3 | 3 | 3 | 1 | 1 | 0 | 18 | 6620 | 9100 | 30 | 72 | 15 | 0 | 23.1
RUR-R-0191 | R | Lattice tower | D-RAN | 3 | 0 | 3 | 3 | 3 | 3 | 1 | 1 | 0 | 18 | 6620 | 9100 | 30 | 72 | 15 | 0 | 23.1
RUR-R-0192 | R | Lattice tower | D-RAN | 3 | 0 | 3 | 3 | 3 | 3 | 1 | 1 | 0 | 18 | 6620 | 9100 | 30 | 72 | 15 | 0 | 23.1
RUR-R-0193 | R | Lattice tower | D-RAN | 3 | 0 | 3 | 3 | 3 | 3 | 1 | 1 | 0 | 18 | 6620 | 9100 | 30 | 72 | 15 | 0 | 23.1
RUR-R-0194 | R | Lattice tower | D-RAN | 3 | 0 | 3 | 3 | 3 | 3 | 1 | 1 | 0 | 18 | 6620 | 9100 | 30 | 72 | 15 | 0 | 23.1
RUR-R-0195 | R | Lattice tower | D-RAN | 3 | 0 | 3 | 3 | 3 | 3 | 1 | 1 | 0 | 18 | 6620 | 9100 | 30 | 72 | 15 | 0 | 23.1
RUR-R-0196 | R | Lattice tower | D-RAN | 3 | 0 | 3 | 3 | 3 | 3 | 1 | 1 | 0 | 18 | 6620 | 9100 | 30 | 72 | 15 | 0 | 23.1
RUR-R-0197 | R | Lattice tower | D-RAN | 3 | 0 | 3 | 3 | 3 | 3 | 1 | 1 | 0 | 18 | 6620 | 9100 | 30 | 72 | 15 | 15 | 0
RUR-R-0198 | R | Lattice tower | D-RAN | 3 | 0 | 3 | 3 | 3 | 3 | 1 | 1 | 0 | 18 | 6620 | 9100 | 30 | 72 | 15 | 0 | 23.1
RUR-R-0199 | R | Lattice tower | D-RAN | 3 | 0 | 3 | 3 | 3 | 3 | 1 | 1 | 0 | 18 | 6620 | 9100 | 30 | 72 | 15 | 0 | 23.1
RUR-R-0200 | R | Lattice tower | D-RAN | 3 | 0 | 3 | 3 | 3 | 3 | 1 | 1 | 0 | 18 | 6620 | 9100 | 30 | 72 | 15 | 0 | 23.1
RUR-R-0201 | R | Lattice tower | D-RAN | 3 | 0 | 3 | 3 | 3 | 3 | 1 | 1 | 0 | 18 | 6620 | 9100 | 30 | 72 | 15 | 15 | 0
RUR-R-0202 | R | Lattice tower | D-RAN | 3 | 0 | 3 | 3 | 3 | 3 | 1 | 1 | 0 | 18 | 6620 | 9100 | 30 | 72 | 15 | 0 | 23.1
RUR-R-0203 | R | Lattice tower | D-RAN | 3 | 0 | 3 | 3 | 3 | 3 | 1 | 1 | 0 | 18 | 6620 | 9100 | 30 | 72 | 15 | 0 | 23.1
RUR-R-0204 | R | Lattice tower | D-RAN | 3 | 0 | 3 | 3 | 3 | 3 | 1 | 1 | 0 | 18 | 6620 | 9100 | 30 | 72 | 15 | 0 | 23.1
RUR-R-0205 | R | Lattice tower | D-RAN | 3 | 0 | 3 | 3 | 3 | 3 | 1 | 1 | 0 | 18 | 6620 | 9100 | 30 | 72 | 15 | 0 | 23.1
RUR-R-0206 | R | Lattice tower | D-RAN | 3 | 0 | 3 | 3 | 3 | 3 | 1 | 1 | 0 | 18 | 6620 | 9100 | 30 | 72 | 15 | 15 | 0
RUR-R-0207 | R | Lattice tower | D-RAN | 3 | 0 | 3 | 3 | 3 | 3 | 1 | 1 | 0 | 18 | 6620 | 9100 | 30 | 72 | 15 | 0 | 23.1
RUR-R-0208 | R | Lattice tower | D-RAN | 3 | 0 | 3 | 3 | 3 | 3 | 1 | 1 | 0 | 18 | 6620 | 9100 | 30 | 72 | 15 | 15 | 0
RUR-R-0209 | R | Lattice tower | D-RAN | 3 | 0 | 3 | 3 | 3 | 3 | 1 | 1 | 0 | 18 | 6620 | 9100 | 30 | 72 | 15 | 0 | 23.1
RUR-R-0210 | R | Lattice tower | D-RAN | 3 | 0 | 3 | 3 | 3 | 3 | 1 | 1 | 0 | 18 | 6620 | 9100 | 30 | 72 | 15 | 0 | 23.1
RUR-R-0211 | R | Lattice tower | D-RAN | 3 | 0 | 3 | 3 | 3 | 3 | 1 | 1 | 0 | 18 | 6620 | 9100 | 30 | 72 | 15 | 15 | 0
RUR-R-0212 | R | Lattice tower | D-RAN | 3 | 0 | 3 | 3 | 3 | 3 | 1 | 1 | 0 | 18 | 6620 | 9100 | 30 | 72 | 15 | 15 | 0
RUR-R-0213 | R | Lattice tower | D-RAN | 3 | 0 | 3 | 3 | 3 | 3 | 1 | 1 | 0 | 18 | 6620 | 9100 | 30 | 72 | 15 | 0 | 23.1
RUR-R-0214 | R | Lattice tower | D-RAN | 3 | 0 | 3 | 3 | 3 | 3 | 1 | 1 | 0 | 18 | 6620 | 9100 | 30 | 72 | 15 | 15 | 0
RUR-R-0215 | R | Lattice tower | D-RAN | 3 | 0 | 3 | 3 | 3 | 3 | 1 | 1 | 0 | 18 | 6620 | 9100 | 30 | 72 | 15 | 15 | 0
RUR-R-0216 | R | Lattice tower | D-RAN | 3 | 0 | 3 | 3 | 3 | 3 | 1 | 1 | 0 | 18 | 6620 | 9100 | 30 | 72 | 15 | 15 | 0
RUR-R-0217 | R | Lattice tower | D-RAN | 3 | 0 | 3 | 3 | 3 | 3 | 1 | 1 | 0 | 18 | 6620 | 9100 | 30 | 72 | 15 | 0 | 23.1
RUR-R-0218 | R | Lattice tower | D-RAN | 3 | 0 | 3 | 3 | 3 | 3 | 1 | 1 | 0 | 18 | 6620 | 9100 | 30 | 72 | 15 | 0 | 23.1
RUR-R-0219 | R | Lattice tower | D-RAN | 3 | 0 | 3 | 3 | 3 | 3 | 1 | 1 | 0 | 18 | 6620 | 9100 | 30 | 72 | 15 | 15 | 0
RUR-R-0220 | R | Lattice tower | D-RAN | 3 | 0 | 3 | 3 | 3 | 3 | 1 | 1 | 0 | 18 | 6620 | 9100 | 30 | 72 | 15 | 0 | 23.1
RUR-R-0221 | R | Lattice tower | D-RAN | 3 | 0 | 3 | 3 | 3 | 3 | 1 | 1 | 0 | 18 | 6620 | 9100 | 30 | 72 | 15 | 0 | 23.1
RUR-R-0222 | R | Lattice tower | D-RAN | 3 | 0 | 3 | 3 | 3 | 3 | 1 | 1 | 0 | 18 | 6620 | 9100 | 30 | 72 | 15 | 0 | 23.1
RUR-R-0223 | R | Lattice tower | D-RAN | 3 | 0 | 3 | 3 | 3 | 3 | 1 | 1 | 0 | 18 | 6620 | 9100 | 30 | 72 | 15 | 0 | 23.1
RUR-R-0224 | R | Lattice tower | D-RAN | 3 | 0 | 3 | 3 | 3 | 3 | 1 | 1 | 0 | 18 | 6620 | 9100 | 30 | 72 | 15 | 0 | 23.1
RUR-R-0225 | R | Lattice tower | D-RAN | 3 | 0 | 3 | 3 | 3 | 3 | 1 | 1 | 0 | 18 | 6620 | 9100 | 30 | 72 | 15 | 0 | 23.1
RUR-R-0226 | R | Lattice tower | D-RAN | 3 | 0 | 3 | 3 | 3 | 3 | 1 | 1 | 0 | 18 | 6620 | 9100 | 30 | 72 | 15 | 0 | 23.1
RUR-R-0227 | R | Lattice tower | D-RAN | 3 | 0 | 3 | 3 | 3 | 3 | 1 | 1 | 0 | 18 | 6620 | 9100 | 30 | 72 | 15 | 0 | 23.1
RUR-R-0228 | R | Lattice tower | D-RAN | 3 | 0 | 3 | 3 | 3 | 3 | 1 | 1 | 0 | 18 | 6620 | 9100 | 30 | 72 | 15 | 0 | 23.1
RUR-R-0229 | R | Lattice tower | D-RAN | 3 | 0 | 3 | 3 | 3 | 3 | 1 | 1 | 0 | 18 | 6620 | 9100 | 30 | 72 | 15 | 0 | 23.1
RUR-R-0230 | R | Lattice tower | D-RAN | 3 | 0 | 3 | 3 | 3 | 3 | 1 | 1 | 0 | 18 | 6620 | 9100 | 30 | 72 | 15 | 0 | 23.1
RUR-R-0231 | R | Lattice tower | D-RAN | 3 | 0 | 3 | 3 | 3 | 3 | 1 | 1 | 0 | 18 | 6620 | 9100 | 30 | 72 | 15 | 0 | 23.1
RUR-R-0232 | R | Lattice tower | D-RAN | 3 | 0 | 3 | 3 | 3 | 3 | 1 | 1 | 0 | 18 | 6620 | 9100 | 30 | 72 | 15 | 0 | 23.1
RUR-R-0233 | R | Lattice tower | D-RAN | 3 | 0 | 3 | 3 | 3 | 3 | 1 | 1 | 0 | 18 | 6620 | 9100 | 30 | 72 | 15 | 15 | 0
RUR-R-0234 | R | Lattice tower | D-RAN | 3 | 0 | 3 | 3 | 3 | 3 | 1 | 1 | 0 | 18 | 6620 | 9100 | 30 | 72 | 15 | 0 | 23.1
RUR-R-0235 | R | Lattice tower | D-RAN | 3 | 0 | 3 | 3 | 3 | 3 | 1 | 1 | 0 | 18 | 6620 | 9100 | 30 | 72 | 15 | 0 | 23.1
RUR-R-0236 | R | Lattice tower | D-RAN | 3 | 0 | 3 | 3 | 3 | 3 | 1 | 1 | 0 | 18 | 6620 | 9100 | 30 | 72 | 15 | 0 | 23.1
RUR-R-0237 | R | Lattice tower | D-RAN | 3 | 0 | 3 | 3 | 3 | 3 | 1 | 1 | 0 | 18 | 6620 | 9100 | 30 | 72 | 15 | 0 | 23.1
RUR-R-0238 | R | Lattice tower | D-RAN | 3 | 0 | 3 | 3 | 3 | 3 | 1 | 1 | 0 | 18 | 6620 | 9100 | 30 | 72 | 15 | 0 | 23.1
RUR-R-0239 | R | Lattice tower | D-RAN | 3 | 0 | 3 | 3 | 3 | 3 | 1 | 1 | 0 | 18 | 6620 | 9100 | 30 | 72 | 15 | 15 | 0
RUR-R-0240 | R | Lattice tower | D-RAN | 3 | 0 | 3 | 3 | 3 | 3 | 1 | 1 | 0 | 18 | 6620 | 9100 | 30 | 72 | 15 | 0 | 23.1
RUR-R-0241 | R | Lattice tower | D-RAN | 3 | 0 | 3 | 3 | 3 | 3 | 1 | 1 | 0 | 18 | 6620 | 9100 | 30 | 72 | 15 | 0 | 23.1
RUR-R-0242 | R | Lattice tower | D-RAN | 3 | 0 | 3 | 3 | 3 | 3 | 1 | 1 | 0 | 18 | 6620 | 9100 | 30 | 72 | 15 | 0 | 23.1
RUR-R-0243 | R | Lattice tower | D-RAN | 3 | 0 | 3 | 3 | 3 | 3 | 1 | 1 | 0 | 18 | 6620 | 9100 | 30 | 72 | 15 | 0 | 23.1
RUR-R-0244 | R | Lattice tower | D-RAN | 3 | 0 | 3 | 3 | 3 | 3 | 1 | 1 | 0 | 18 | 6620 | 9100 | 30 | 72 | 15 | 0 | 23.1
RUR-R-0245 | R | Lattice tower | D-RAN | 3 | 0 | 3 | 3 | 3 | 3 | 1 | 1 | 0 | 18 | 6620 | 9100 | 30 | 72 | 15 | 0 | 23.1
RUR-R-0246 | R | Lattice tower | D-RAN | 3 | 0 | 3 | 3 | 3 | 3 | 1 | 1 | 0 | 18 | 6620 | 9100 | 30 | 72 | 15 | 15 | 0
RUR-R-0247 | R | Lattice tower | D-RAN | 3 | 0 | 3 | 3 | 3 | 3 | 1 | 1 | 0 | 18 | 6620 | 9100 | 30 | 72 | 15 | 0 | 23.1
RUR-R-0248 | R | Lattice tower | D-RAN | 3 | 0 | 3 | 3 | 3 | 3 | 1 | 1 | 0 | 18 | 6620 | 9100 | 30 | 72 | 15 | 0 | 23.1
RUR-R-0249 | R | Lattice tower | D-RAN | 3 | 0 | 3 | 3 | 3 | 3 | 1 | 1 | 0 | 18 | 6620 | 9100 | 30 | 72 | 15 | 15 | 0
RUR-R-0250 | R | Lattice tower | D-RAN | 3 | 0 | 3 | 3 | 3 | 3 | 1 | 1 | 0 | 18 | 6620 | 9100 | 30 | 72 | 15 | 15 | 0
RUR-R-0251 | R | Lattice tower | D-RAN | 3 | 0 | 3 | 3 | 3 | 3 | 1 | 1 | 0 | 18 | 6620 | 9100 | 30 | 72 | 15 | 15 | 0
RUR-R-0252 | R | Lattice tower | D-RAN | 3 | 0 | 3 | 3 | 3 | 3 | 1 | 1 | 0 | 18 | 6620 | 9100 | 30 | 72 | 15 | 0 | 23.1
RUR-R-0253 | R | Lattice tower | D-RAN | 3 | 0 | 3 | 3 | 3 | 3 | 1 | 1 | 0 | 18 | 6620 | 9100 | 30 | 72 | 15 | 15 | 0
RUR-R-0254 | R | Lattice tower | D-RAN | 3 | 0 | 3 | 3 | 3 | 3 | 1 | 1 | 0 | 18 | 6620 | 9100 | 30 | 72 | 15 | 0 | 23.1
RUR-R-0255 | R | Lattice tower | D-RAN | 3 | 0 | 3 | 3 | 3 | 3 | 1 | 1 | 0 | 18 | 6620 | 9100 | 30 | 72 | 15 | 0 | 23.1
RUR-R-0256 | R | Lattice tower | D-RAN | 3 | 0 | 3 | 3 | 3 | 3 | 1 | 1 | 0 | 18 | 6620 | 9100 | 30 | 72 | 15 | 15 | 0
RUR-R-0257 | R | Lattice tower | D-RAN | 3 | 0 | 3 | 3 | 3 | 3 | 1 | 1 | 0 | 18 | 6620 | 9100 | 30 | 72 | 15 | 0 | 23.1
RUR-R-0258 | R | Lattice tower | D-RAN | 3 | 0 | 3 | 3 | 3 | 3 | 1 | 1 | 0 | 18 | 6620 | 9100 | 30 | 72 | 15 | 0 | 23.1
RUR-R-0259 | R | Lattice tower | D-RAN | 3 | 0 | 3 | 3 | 3 | 3 | 1 | 1 | 0 | 18 | 6620 | 9100 | 30 | 72 | 15 | 0 | 23.1
RUR-R-0260 | R | Lattice tower | D-RAN | 3 | 0 | 3 | 3 | 3 | 3 | 1 | 1 | 0 | 18 | 6620 | 9100 | 30 | 72 | 15 | 0 | 23.1
RUR-R-0261 | R | Lattice tower | D-RAN | 3 | 0 | 3 | 3 | 3 | 3 | 1 | 1 | 0 | 18 | 6620 | 9100 | 30 | 72 | 15 | 0 | 23.1
RUR-R-0262 | R | Lattice tower | D-RAN | 3 | 0 | 3 | 3 | 3 | 3 | 1 | 1 | 0 | 18 | 6620 | 9100 | 30 | 72 | 15 | 15 | 0
RUR-R-0263 | R | Lattice tower | D-RAN | 3 | 0 | 3 | 3 | 3 | 3 | 1 | 1 | 0 | 18 | 6620 | 9100 | 30 | 72 | 15 | 0 | 23.1
RUR-R-0264 | R | Lattice tower | D-RAN | 3 | 0 | 3 | 3 | 3 | 3 | 1 | 1 | 0 | 18 | 6620 | 9100 | 30 | 72 | 15 | 0 | 23.1
RUR-R-0265 | R | Lattice tower | D-RAN | 3 | 0 | 3 | 3 | 3 | 3 | 1 | 1 | 0 | 18 | 6620 | 9100 | 30 | 72 | 15 | 0 | 23.1
RUR-R-0266 | R | Lattice tower | D-RAN | 3 | 0 | 3 | 3 | 3 | 3 | 1 | 1 | 0 | 18 | 6620 | 9100 | 30 | 72 | 15 | 0 | 23.1
RUR-R-0267 | R | Lattice tower | D-RAN | 3 | 0 | 3 | 3 | 3 | 3 | 1 | 1 | 0 | 18 | 6620 | 9100 | 30 | 72 | 15 | 0 | 23.1
RUR-R-0268 | R | Lattice tower | D-RAN | 3 | 0 | 3 | 3 | 3 | 3 | 1 | 1 | 0 | 18 | 6620 | 9100 | 30 | 72 | 15 | 0 | 23.1
RUR-R-0269 | R | Lattice tower | D-RAN | 3 | 0 | 3 | 3 | 3 | 3 | 1 | 1 | 0 | 18 | 6620 | 9100 | 30 | 72 | 15 | 0 | 23.1
RUR-R-0270 | R | Lattice tower | D-RAN | 3 | 0 | 3 | 3 | 3 | 3 | 1 | 1 | 0 | 18 | 6620 | 9100 | 30 | 72 | 15 | 0 | 23.1
RUR-R-0271 | R | Lattice tower | D-RAN | 3 | 0 | 3 | 3 | 3 | 3 | 1 | 1 | 0 | 18 | 6620 | 9100 | 30 | 72 | 15 | 15 | 0
RUR-R-0272 | R | Lattice tower | D-RAN | 3 | 0 | 3 | 3 | 3 | 3 | 1 | 1 | 0 | 18 | 6620 | 9100 | 30 | 72 | 15 | 0 | 23.1
RUR-R-0273 | R | Lattice tower | D-RAN | 3 | 0 | 3 | 3 | 3 | 3 | 1 | 1 | 0 | 18 | 6620 | 9100 | 30 | 72 | 15 | 0 | 23.1
RUR-R-0274 | R | Lattice tower | D-RAN | 3 | 0 | 3 | 3 | 3 | 3 | 1 | 1 | 0 | 18 | 6620 | 9100 | 30 | 72 | 15 | 0 | 23.1
RUR-R-0275 | R | Lattice tower | D-RAN | 3 | 0 | 3 | 3 | 3 | 3 | 1 | 1 | 0 | 18 | 6620 | 9100 | 30 | 72 | 15 | 0 | 23.1
RUR-R-0276 | R | Lattice tower | D-RAN | 3 | 0 | 3 | 3 | 3 | 3 | 1 | 1 | 0 | 18 | 6620 | 9100 | 30 | 72 | 15 | 15 | 0
RUR-R-0277 | R | Lattice tower | D-RAN | 3 | 0 | 3 | 3 | 3 | 3 | 1 | 1 | 0 | 18 | 6620 | 9100 | 30 | 72 | 15 | 0 | 23.1
RUR-R-0278 | R | Lattice tower | D-RAN | 3 | 0 | 3 | 3 | 3 | 3 | 1 | 1 | 0 | 18 | 6620 | 9100 | 30 | 72 | 15 | 0 | 23.1
RUR-R-0279 | R | Lattice tower | D-RAN | 3 | 0 | 3 | 3 | 3 | 3 | 1 | 1 | 0 | 18 | 6620 | 9100 | 30 | 72 | 15 | 0 | 23.1
RUR-R-0280 | R | Lattice tower | D-RAN | 3 | 0 | 3 | 3 | 3 | 3 | 1 | 1 | 0 | 18 | 6620 | 9100 | 30 | 72 | 15 | 15 | 0
RUR-R-0281 | R | Lattice tower | D-RAN | 3 | 0 | 3 | 3 | 3 | 3 | 1 | 1 | 0 | 18 | 6620 | 9100 | 30 | 72 | 15 | 0 | 23.1
RUR-R-0282 | R | Lattice tower | D-RAN | 3 | 0 | 3 | 3 | 3 | 3 | 1 | 1 | 0 | 18 | 6620 | 9100 | 30 | 72 | 15 | 0 | 23.1
RUR-R-0283 | R | Lattice tower | D-RAN | 3 | 0 | 3 | 3 | 3 | 3 | 1 | 1 | 0 | 18 | 6620 | 9100 | 30 | 72 | 15 | 0 | 23.1
RUR-R-0284 | R | Lattice tower | D-RAN | 3 | 0 | 3 | 3 | 3 | 3 | 1 | 1 | 0 | 18 | 6620 | 9100 | 30 | 72 | 15 | 0 | 23.1
RUR-R-0285 | R | Lattice tower | D-RAN | 3 | 0 | 3 | 3 | 3 | 3 | 1 | 1 | 0 | 18 | 6620 | 9100 | 30 | 72 | 15 | 0 | 23.1
RUR-R-0286 | R | Lattice tower | D-RAN | 3 | 0 | 3 | 3 | 3 | 3 | 1 | 1 | 0 | 18 | 6620 | 9100 | 30 | 72 | 15 | 0 | 23.1
RUR-R-0287 | R | Lattice tower | D-RAN | 3 | 0 | 3 | 3 | 3 | 3 | 1 | 1 | 0 | 18 | 6620 | 9100 | 30 | 72 | 15 | 0 | 23.1
RUR-R-0288 | R | Lattice tower | D-RAN | 3 | 0 | 3 | 3 | 3 | 3 | 1 | 1 | 0 | 18 | 6620 | 9100 | 30 | 72 | 15 | 0 | 23.1
RUR-R-0289 | R | Lattice tower | D-RAN | 3 | 0 | 3 | 3 | 3 | 3 | 1 | 1 | 0 | 18 | 6620 | 9100 | 30 | 72 | 15 | 15 | 0
RUR-R-0290 | R | Lattice tower | D-RAN | 3 | 0 | 3 | 3 | 3 | 3 | 1 | 1 | 0 | 18 | 6620 | 9100 | 30 | 72 | 15 | 0 | 23.1
RUR-R-0291 | R | Lattice tower | D-RAN | 3 | 0 | 3 | 3 | 3 | 3 | 1 | 1 | 0 | 18 | 6620 | 9100 | 30 | 72 | 15 | 0 | 23.1
RUR-R-0292 | R | Lattice tower | D-RAN | 3 | 0 | 3 | 3 | 3 | 3 | 1 | 1 | 0 | 18 | 6620 | 9100 | 30 | 72 | 15 | 0 | 23.1
RUR-R-0293 | R | Lattice tower | D-RAN | 3 | 0 | 3 | 3 | 3 | 3 | 1 | 1 | 0 | 18 | 6620 | 9100 | 30 | 72 | 15 | 0 | 23.1
RUR-R-0294 | R | Lattice tower | D-RAN | 3 | 0 | 3 | 3 | 3 | 3 | 1 | 1 | 0 | 18 | 6620 | 9100 | 30 | 72 | 15 | 0 | 23.1
RUR-R-0295 | R | Lattice tower | D-RAN | 3 | 0 | 3 | 3 | 3 | 3 | 1 | 1 | 0 | 18 | 6620 | 9100 | 30 | 72 | 15 | 15 | 0
RUR-R-0296 | R | Lattice tower | D-RAN | 3 | 0 | 3 | 3 | 3 | 3 | 1 | 1 | 0 | 18 | 6620 | 9100 | 30 | 72 | 15 | 0 | 23.1
RUR-R-0297 | R | Lattice tower | D-RAN | 3 | 0 | 3 | 3 | 3 | 3 | 1 | 1 | 0 | 18 | 6620 | 9100 | 30 | 72 | 15 | 0 | 23.1
RUR-R-0298 | R | Lattice tower | D-RAN | 3 | 0 | 3 | 3 | 3 | 3 | 1 | 1 | 0 | 18 | 6620 | 9100 | 30 | 72 | 15 | 0 | 23.1
RUR-R-0299 | R | Lattice tower | D-RAN | 3 | 0 | 3 | 3 | 3 | 3 | 1 | 1 | 0 | 18 | 6620 | 9100 | 30 | 72 | 15 | 0 | 23.1
RUR-R-0300 | R | Lattice tower | D-RAN | 3 | 0 | 3 | 3 | 3 | 3 | 1 | 1 | 0 | 18 | 6620 | 9100 | 30 | 72 | 15 | 0 | 23.1
RUR-R-0301 | R | Lattice tower | D-RAN | 3 | 0 | 3 | 3 | 3 | 3 | 1 | 1 | 0 | 18 | 6620 | 9100 | 30 | 72 | 15 | 0 | 23.1
RUR-R-0302 | R | Lattice tower | D-RAN | 3 | 0 | 3 | 3 | 3 | 3 | 1 | 1 | 0 | 18 | 6620 | 9100 | 30 | 72 | 15 | 0 | 23.1
RUR-R-0303 | R | Lattice tower | D-RAN | 3 | 0 | 3 | 3 | 3 | 3 | 1 | 1 | 0 | 18 | 6620 | 9100 | 30 | 72 | 15 | 0 | 23.1
RUR-R-0304 | R | Lattice tower | D-RAN | 3 | 0 | 3 | 3 | 3 | 3 | 1 | 1 | 0 | 18 | 6620 | 9100 | 30 | 72 | 15 | 0 | 23.1
RUR-R-0305 | R | Lattice tower | D-RAN | 3 | 0 | 3 | 3 | 3 | 3 | 1 | 1 | 0 | 18 | 6620 | 9100 | 30 | 72 | 15 | 15 | 0
RUR-R-0306 | R | Lattice tower | D-RAN | 3 | 0 | 3 | 3 | 3 | 3 | 1 | 1 | 0 | 18 | 6620 | 9100 | 30 | 72 | 15 | 0 | 23.1
RUR-R-0307 | R | Lattice tower | D-RAN | 3 | 0 | 3 | 3 | 3 | 3 | 1 | 1 | 0 | 18 | 6620 | 9100 | 30 | 72 | 15 | 0 | 23.1
RUR-R-0308 | R | Lattice tower | D-RAN | 3 | 0 | 3 | 3 | 3 | 3 | 1 | 1 | 0 | 18 | 6620 | 9100 | 30 | 72 | 15 | 0 | 23.1
RUR-R-0309 | R | Lattice tower | D-RAN | 3 | 0 | 3 | 3 | 3 | 3 | 1 | 1 | 0 | 18 | 6620 | 9100 | 30 | 72 | 15 | 0 | 23.1
RUR-R-0310 | R | Lattice tower | D-RAN | 3 | 0 | 3 | 3 | 3 | 3 | 1 | 1 | 0 | 18 | 6620 | 9100 | 30 | 72 | 15 | 0 | 23.1
RUR-R-0311 | R | Lattice tower | D-RAN | 3 | 0 | 3 | 3 | 3 | 3 | 1 | 1 | 0 | 18 | 6620 | 9100 | 30 | 72 | 15 | 15 | 0
RUR-R-0312 | R | Lattice tower | D-RAN | 3 | 0 | 3 | 3 | 3 | 3 | 1 | 1 | 0 | 18 | 6620 | 9100 | 30 | 72 | 15 | 0 | 23.1
RUR-R-0313 | R | Lattice tower | D-RAN | 3 | 0 | 3 | 3 | 3 | 3 | 1 | 1 | 0 | 18 | 6620 | 9100 | 30 | 72 | 15 | 0 | 23.1
RUR-R-0314 | R | Lattice tower | D-RAN | 3 | 0 | 3 | 3 | 3 | 3 | 1 | 1 | 0 | 18 | 6620 | 9100 | 30 | 72 | 15 | 0 | 23.1
RUR-R-0315 | R | Lattice tower | D-RAN | 3 | 0 | 3 | 3 | 3 | 3 | 1 | 1 | 0 | 18 | 6620 | 9100 | 30 | 72 | 15 | 0 | 23.1
RUR-R-0316 | R | Lattice tower | D-RAN | 2 | 0 | 2 | 2 | 2 | 2 | 1 | 1 | 0 | 12 | 4620 | 6350 | 21 | 52.8 | 11 | 0 | 16.1
RUR-R-0317 | R | Lattice tower | D-RAN | 3 | 0 | 3 | 3 | 3 | 3 | 1 | 1 | 0 | 18 | 6620 | 9100 | 30 | 72 | 15 | 0 | 23.1
RUR-R-0318 | R | Lattice tower | D-RAN | 3 | 0 | 3 | 3 | 3 | 3 | 1 | 1 | 0 | 18 | 6620 | 9100 | 30 | 72 | 15 | 0 | 23.1
RUR-R-0319 | R | Lattice tower | D-RAN | 3 | 0 | 3 | 3 | 3 | 3 | 1 | 1 | 0 | 18 | 6620 | 9100 | 30 | 72 | 15 | 0 | 23.1
RUR-R-0320 | R | Lattice tower | D-RAN | 3 | 0 | 3 | 3 | 3 | 3 | 1 | 1 | 0 | 18 | 6620 | 9100 | 30 | 72 | 15 | 0 | 23.1
RUR-R-0321 | R | Lattice tower | D-RAN | 3 | 0 | 3 | 3 | 3 | 3 | 1 | 1 | 0 | 18 | 6620 | 9100 | 30 | 72 | 15 | 0 | 23.1
RUR-R-0322 | R | Lattice tower | D-RAN | 3 | 0 | 3 | 3 | 3 | 3 | 1 | 1 | 0 | 18 | 6620 | 9100 | 30 | 72 | 15 | 0 | 23.1
RUR-R-0323 | R | Lattice tower | D-RAN | 3 | 0 | 3 | 3 | 3 | 3 | 1 | 1 | 0 | 18 | 6620 | 9100 | 30 | 72 | 15 | 0 | 23.1
RUR-R-0324 | R | Lattice tower | D-RAN | 3 | 0 | 3 | 3 | 3 | 3 | 1 | 1 | 0 | 18 | 6620 | 9100 | 30 | 72 | 15 | 0 | 23.1
RUR-R-0325 | R | Lattice tower | D-RAN | 3 | 0 | 3 | 3 | 3 | 3 | 1 | 1 | 0 | 18 | 6620 | 9100 | 30 | 72 | 15 | 0 | 23.1
RUR-R-0326 | R | Lattice tower | D-RAN | 3 | 0 | 3 | 3 | 3 | 3 | 1 | 1 | 0 | 18 | 6620 | 9100 | 30 | 72 | 15 | 0 | 23.1
RUR-R-0327 | R | Lattice tower | D-RAN | 3 | 0 | 3 | 3 | 3 | 3 | 1 | 1 | 0 | 18 | 6620 | 9100 | 30 | 72 | 15 | 0 | 23.1
RUR-R-0328 | R | Lattice tower | D-RAN | 3 | 0 | 3 | 3 | 3 | 3 | 1 | 1 | 0 | 18 | 6620 | 9100 | 30 | 72 | 15 | 0 | 23.1
RUR-R-0329 | R | Lattice tower | D-RAN | 3 | 0 | 3 | 3 | 3 | 3 | 1 | 1 | 0 | 18 | 6620 | 9100 | 30 | 72 | 15 | 0 | 23.1
RUR-R-0330 | R | Lattice tower | D-RAN | 3 | 0 | 3 | 3 | 3 | 3 | 1 | 1 | 0 | 18 | 6620 | 9100 | 30 | 72 | 15 | 0 | 23.1
RUR-R-0331 | R | Lattice tower | D-RAN | 3 | 0 | 3 | 3 | 3 | 3 | 1 | 1 | 0 | 18 | 6620 | 9100 | 30 | 72 | 15 | 0 | 23.1
RUR-R-0332 | R | Lattice tower | D-RAN | 3 | 0 | 3 | 3 | 3 | 3 | 1 | 1 | 0 | 18 | 6620 | 9100 | 30 | 72 | 15 | 15 | 0
RUR-R-0333 | R | Lattice tower | D-RAN | 3 | 0 | 3 | 3 | 3 | 3 | 1 | 1 | 0 | 18 | 6620 | 9100 | 30 | 72 | 15 | 0 | 23.1
RUR-R-0334 | R | Lattice tower | D-RAN | 3 | 0 | 3 | 3 | 3 | 3 | 1 | 1 | 0 | 18 | 6620 | 9100 | 30 | 72 | 15 | 0 | 23.1
RUR-R-0335 | R | Lattice tower | D-RAN | 3 | 0 | 3 | 3 | 3 | 3 | 1 | 1 | 0 | 18 | 6620 | 9100 | 30 | 72 | 15 | 0 | 23.1
RUR-R-0336 | R | Lattice tower | D-RAN | 3 | 0 | 3 | 3 | 3 | 3 | 1 | 1 | 0 | 18 | 6620 | 9100 | 30 | 72 | 15 | 0 | 23.1
RUR-R-0337 | R | Lattice tower | D-RAN | 3 | 0 | 3 | 3 | 3 | 3 | 1 | 1 | 0 | 18 | 6620 | 9100 | 30 | 72 | 15 | 0 | 23.1
RUR-R-0338 | R | Lattice tower | D-RAN | 3 | 0 | 3 | 3 | 3 | 3 | 1 | 1 | 0 | 18 | 6620 | 9100 | 30 | 72 | 15 | 0 | 23.1
RUR-R-0339 | R | Lattice tower | D-RAN | 3 | 0 | 3 | 3 | 3 | 3 | 1 | 1 | 0 | 18 | 6620 | 9100 | 30 | 72 | 15 | 0 | 23.1
RUR-R-0340 | R | Lattice tower | D-RAN | 3 | 0 | 3 | 3 | 3 | 3 | 1 | 1 | 0 | 18 | 6620 | 9100 | 30 | 72 | 15 | 15 | 0
RUR-R-0341 | R | Lattice tower | D-RAN | 3 | 0 | 3 | 3 | 3 | 3 | 1 | 1 | 0 | 18 | 6620 | 9100 | 30 | 72 | 15 | 0 | 23.1
RUR-R-0342 | R | Lattice tower | D-RAN | 3 | 0 | 3 | 3 | 3 | 3 | 1 | 1 | 0 | 18 | 6620 | 9100 | 30 | 72 | 15 | 0 | 23.1
RUR-R-0343 | R | Lattice tower | D-RAN | 3 | 0 | 3 | 3 | 3 | 3 | 1 | 1 | 0 | 18 | 6620 | 9100 | 30 | 72 | 15 | 0 | 23.1
RUR-R-0344 | R | Lattice tower | D-RAN | 3 | 0 | 3 | 3 | 3 | 3 | 1 | 1 | 0 | 18 | 6620 | 9100 | 30 | 72 | 15 | 15 | 0
RUR-R-0345 | R | Lattice tower | D-RAN | 3 | 0 | 3 | 3 | 3 | 3 | 1 | 1 | 0 | 18 | 6620 | 9100 | 30 | 72 | 15 | 0 | 23.1
RUR-R-0346 | R | Lattice tower | D-RAN | 3 | 0 | 3 | 3 | 3 | 3 | 1 | 1 | 0 | 18 | 6620 | 9100 | 30 | 72 | 15 | 0 | 23.1
RUR-R-0347 | R | Lattice tower | D-RAN | 3 | 0 | 3 | 3 | 3 | 3 | 1 | 1 | 0 | 18 | 6620 | 9100 | 30 | 72 | 15 | 15 | 0
RUR-R-0348 | R | Lattice tower | D-RAN | 3 | 0 | 3 | 3 | 3 | 3 | 1 | 1 | 0 | 18 | 6620 | 9100 | 30 | 72 | 15 | 0 | 23.1
RUR-R-0349 | R | Lattice tower | D-RAN | 3 | 0 | 3 | 3 | 3 | 3 | 1 | 1 | 0 | 18 | 6620 | 9100 | 30 | 72 | 15 | 0 | 23.1
RUR-R-0350 | R | Lattice tower | D-RAN | 3 | 0 | 3 | 3 | 3 | 3 | 1 | 1 | 0 | 18 | 6620 | 9100 | 30 | 72 | 15 | 0 | 23.1
RUR-R-0351 | R | Lattice tower | D-RAN | 3 | 0 | 3 | 3 | 3 | 3 | 1 | 1 | 0 | 18 | 6620 | 9100 | 30 | 72 | 15 | 0 | 23.1
RUR-R-0352 | R | Lattice tower | D-RAN | 3 | 0 | 3 | 3 | 3 | 3 | 1 | 1 | 0 | 18 | 6620 | 9100 | 30 | 72 | 15 | 0 | 23.1
RUR-R-0353 | R | Lattice tower | D-RAN | 3 | 0 | 3 | 3 | 3 | 3 | 1 | 1 | 0 | 18 | 6620 | 9100 | 30 | 72 | 15 | 0 | 23.1
RUR-R-0354 | R | Lattice tower | D-RAN | 3 | 0 | 3 | 3 | 3 | 3 | 1 | 1 | 0 | 18 | 6620 | 9100 | 30 | 72 | 15 | 15 | 0
RUR-R-0355 | R | Lattice tower | D-RAN | 3 | 0 | 3 | 3 | 3 | 3 | 1 | 1 | 0 | 18 | 6620 | 9100 | 30 | 72 | 15 | 15 | 0
RUR-R-0356 | R | Lattice tower | D-RAN | 3 | 0 | 3 | 3 | 3 | 3 | 1 | 1 | 0 | 18 | 6620 | 9100 | 30 | 72 | 15 | 15 | 0
RUR-R-0357 | R | Lattice tower | D-RAN | 3 | 0 | 3 | 3 | 3 | 3 | 1 | 1 | 0 | 18 | 6620 | 9100 | 30 | 72 | 15 | 15 | 0
RUR-R-0358 | R | Lattice tower | D-RAN | 3 | 0 | 3 | 3 | 3 | 3 | 1 | 1 | 0 | 18 | 6620 | 9100 | 30 | 72 | 15 | 0 | 23.1
RUR-R-0359 | R | Lattice tower | D-RAN | 3 | 0 | 3 | 3 | 3 | 3 | 1 | 1 | 0 | 18 | 6620 | 9100 | 30 | 72 | 15 | 0 | 23.1
RUR-R-0360 | R | Lattice tower | D-RAN | 3 | 0 | 3 | 3 | 3 | 3 | 1 | 1 | 0 | 18 | 6620 | 9100 | 30 | 72 | 15 | 0 | 23.1
RUR-R-0361 | R | Lattice tower | D-RAN | 3 | 0 | 3 | 3 | 3 | 3 | 1 | 1 | 0 | 18 | 6620 | 9100 | 30 | 72 | 15 | 0 | 23.1
RUR-R-0362 | R | Lattice tower | D-RAN | 3 | 0 | 3 | 3 | 3 | 3 | 1 | 1 | 0 | 18 | 6620 | 9100 | 30 | 72 | 15 | 15 | 0
RUR-R-0363 | R | Lattice tower | D-RAN | 3 | 0 | 3 | 3 | 3 | 3 | 1 | 1 | 0 | 18 | 6620 | 9100 | 30 | 72 | 15 | 0 | 23.1
RUR-R-0364 | R | Lattice tower | D-RAN | 3 | 0 | 3 | 3 | 3 | 3 | 1 | 1 | 0 | 18 | 6620 | 9100 | 30 | 72 | 15 | 0 | 23.1
RUR-R-0365 | R | Lattice tower | D-RAN | 3 | 0 | 3 | 3 | 3 | 3 | 1 | 1 | 0 | 18 | 6620 | 9100 | 30 | 72 | 15 | 0 | 23.1
RUR-R-0366 | R | Lattice tower | D-RAN | 3 | 0 | 3 | 3 | 3 | 3 | 1 | 1 | 0 | 18 | 6620 | 9100 | 30 | 72 | 15 | 0 | 23.1
RUR-R-0367 | R | Lattice tower | D-RAN | 3 | 0 | 3 | 3 | 3 | 3 | 1 | 1 | 0 | 18 | 6620 | 9100 | 30 | 72 | 15 | 0 | 23.1
RUR-R-0368 | R | Lattice tower | D-RAN | 3 | 0 | 3 | 3 | 3 | 3 | 1 | 1 | 0 | 18 | 6620 | 9100 | 30 | 72 | 15 | 0 | 23.1
RUR-R-0369 | R | Lattice tower | D-RAN | 3 | 0 | 3 | 3 | 3 | 3 | 1 | 1 | 0 | 18 | 6620 | 9100 | 30 | 72 | 15 | 0 | 23.1
RUR-R-0370 | R | Lattice tower | D-RAN | 3 | 0 | 3 | 3 | 3 | 3 | 1 | 1 | 0 | 18 | 6620 | 9100 | 30 | 72 | 15 | 0 | 23.1
RUR-R-0371 | R | Lattice tower | D-RAN | 3 | 0 | 3 | 3 | 3 | 3 | 1 | 1 | 0 | 18 | 6620 | 9100 | 30 | 72 | 15 | 15 | 0
RUR-R-0372 | R | Lattice tower | D-RAN | 3 | 0 | 3 | 3 | 3 | 3 | 1 | 1 | 0 | 18 | 6620 | 9100 | 30 | 72 | 15 | 0 | 23.1
RUR-R-0373 | R | Lattice tower | D-RAN | 3 | 0 | 3 | 3 | 3 | 3 | 1 | 1 | 0 | 18 | 6620 | 9100 | 30 | 72 | 15 | 0 | 23.1
RUR-R-0374 | R | Lattice tower | D-RAN | 3 | 0 | 3 | 3 | 3 | 3 | 1 | 1 | 0 | 18 | 6620 | 9100 | 30 | 72 | 15 | 0 | 23.1
RUR-R-0375 | R | Lattice tower | D-RAN | 3 | 0 | 3 | 3 | 3 | 3 | 1 | 1 | 0 | 18 | 6620 | 9100 | 30 | 72 | 15 | 15 | 0
RUR-R-0376 | R | Lattice tower | D-RAN | 3 | 0 | 3 | 3 | 3 | 3 | 1 | 1 | 0 | 18 | 6620 | 9100 | 30 | 72 | 15 | 0 | 23.1
RUR-R-0377 | R | Lattice tower | D-RAN | 3 | 0 | 3 | 3 | 3 | 3 | 1 | 1 | 0 | 18 | 6620 | 9100 | 30 | 72 | 15 | 15 | 0
RUR-R-0378 | R | Lattice tower | D-RAN | 3 | 0 | 3 | 3 | 3 | 3 | 1 | 1 | 0 | 18 | 6620 | 9100 | 30 | 72 | 15 | 0 | 23.1
RUR-R-0379 | R | Lattice tower | D-RAN | 3 | 0 | 3 | 3 | 3 | 3 | 1 | 1 | 0 | 18 | 6620 | 9100 | 30 | 72 | 15 | 0 | 23.1
RUR-R-0380 | R | Lattice tower | D-RAN | 3 | 0 | 3 | 3 | 3 | 3 | 1 | 1 | 0 | 18 | 6620 | 9100 | 30 | 72 | 15 | 0 | 23.1
RUR-R-0381 | R | Lattice tower | D-RAN | 3 | 0 | 3 | 3 | 3 | 3 | 1 | 1 | 0 | 18 | 6620 | 9100 | 30 | 72 | 15 | 0 | 23.1
RUR-R-0382 | R | Lattice tower | D-RAN | 3 | 0 | 3 | 3 | 3 | 3 | 1 | 1 | 0 | 18 | 6620 | 9100 | 30 | 72 | 15 | 0 | 23.1
RUR-R-0383 | R | Lattice tower | D-RAN | 3 | 0 | 3 | 3 | 3 | 3 | 1 | 1 | 0 | 18 | 6620 | 9100 | 30 | 72 | 15 | 15 | 0
RUR-R-0384 | R | Lattice tower | D-RAN | 3 | 0 | 3 | 3 | 3 | 3 | 1 | 1 | 0 | 18 | 6620 | 9100 | 30 | 72 | 15 | 15 | 0
RUR-R-0385 | R | Lattice tower | D-RAN | 3 | 0 | 3 | 3 | 3 | 3 | 1 | 1 | 0 | 18 | 6620 | 9100 | 30 | 72 | 15 | 0 | 23.1
RUR-R-0386 | R | Lattice tower | D-RAN | 3 | 0 | 3 | 3 | 3 | 3 | 1 | 1 | 0 | 18 | 6620 | 9100 | 30 | 72 | 15 | 0 | 23.1
RUR-R-0387 | R | Lattice tower | D-RAN | 3 | 0 | 3 | 3 | 3 | 3 | 1 | 1 | 0 | 18 | 6620 | 9100 | 30 | 72 | 15 | 0 | 23.1
RUR-R-0388 | R | Lattice tower | D-RAN | 3 | 0 | 3 | 3 | 3 | 3 | 1 | 1 | 0 | 18 | 6620 | 9100 | 30 | 72 | 15 | 15 | 0
RUR-R-0389 | R | Lattice tower | D-RAN | 3 | 0 | 3 | 3 | 3 | 3 | 1 | 1 | 0 | 18 | 6620 | 9100 | 30 | 72 | 15 | 0 | 23.1
RUR-R-0390 | R | Lattice tower | D-RAN | 3 | 0 | 3 | 3 | 3 | 3 | 1 | 1 | 0 | 18 | 6620 | 9100 | 30 | 72 | 15 | 0 | 23.1
RUR-R-0391 | R | Lattice tower | D-RAN | 3 | 0 | 3 | 3 | 3 | 3 | 1 | 1 | 0 | 18 | 6620 | 9100 | 30 | 72 | 15 | 0 | 23.1
RUR-R-0392 | R | Lattice tower | D-RAN | 3 | 0 | 3 | 3 | 3 | 3 | 1 | 1 | 0 | 18 | 6620 | 9100 | 30 | 72 | 15 | 15 | 0
RUR-R-0393 | R | Lattice tower | D-RAN | 3 | 0 | 3 | 3 | 3 | 3 | 1 | 1 | 0 | 18 | 6620 | 9100 | 30 | 72 | 15 | 0 | 23.1
RUR-R-0394 | R | Lattice tower | D-RAN | 3 | 0 | 3 | 3 | 3 | 3 | 1 | 1 | 0 | 18 | 6620 | 9100 | 30 | 72 | 15 | 15 | 0
RUR-R-0395 | R | Lattice tower | D-RAN | 3 | 0 | 3 | 3 | 3 | 3 | 1 | 1 | 0 | 18 | 6620 | 9100 | 30 | 72 | 15 | 0 | 23.1
RUR-R-0396 | R | Lattice tower | D-RAN | 3 | 0 | 3 | 3 | 3 | 3 | 1 | 1 | 0 | 18 | 6620 | 9100 | 30 | 72 | 15 | 0 | 23.1
RUR-R-0397 | R | Lattice tower | D-RAN | 3 | 0 | 3 | 3 | 3 | 3 | 1 | 1 | 0 | 18 | 6620 | 9100 | 30 | 72 | 15 | 0 | 23.1
RUR-R-0398 | R | Lattice tower | D-RAN | 3 | 0 | 3 | 3 | 3 | 3 | 1 | 1 | 0 | 18 | 6620 | 9100 | 30 | 72 | 15 | 15 | 0
RUR-R-0399 | R | Lattice tower | D-RAN | 3 | 0 | 3 | 3 | 3 | 3 | 1 | 1 | 0 | 18 | 6620 | 9100 | 30 | 72 | 15 | 0 | 23.1
RUR-R-0400 | R | Lattice tower | D-RAN | 3 | 0 | 3 | 3 | 3 | 3 | 1 | 1 | 0 | 18 | 6620 | 9100 | 30 | 72 | 15 | 0 | 23.1
RUR-R-0401 | R | Lattice tower | D-RAN | 3 | 0 | 3 | 3 | 3 | 3 | 1 | 1 | 0 | 18 | 6620 | 9100 | 30 | 72 | 15 | 15 | 0
RUR-R-0402 | R | Lattice tower | D-RAN | 3 | 0 | 3 | 3 | 3 | 3 | 1 | 1 | 0 | 18 | 6620 | 9100 | 30 | 72 | 15 | 0 | 23.1
RUR-R-0403 | R | Lattice tower | D-RAN | 3 | 0 | 3 | 3 | 3 | 3 | 1 | 1 | 0 | 18 | 6620 | 9100 | 30 | 72 | 15 | 0 | 23.1
RUR-R-0404 | R | Lattice tower | D-RAN | 3 | 0 | 3 | 3 | 3 | 3 | 1 | 1 | 0 | 18 | 6620 | 9100 | 30 | 72 | 15 | 0 | 23.1
RUR-R-0405 | R | Lattice tower | D-RAN | 3 | 0 | 3 | 3 | 3 | 3 | 1 | 1 | 0 | 18 | 6620 | 9100 | 30 | 72 | 15 | 0 | 23.1
RUR-R-0406 | R | Lattice tower | D-RAN | 3 | 0 | 3 | 3 | 3 | 3 | 1 | 1 | 0 | 18 | 6620 | 9100 | 30 | 72 | 15 | 0 | 23.1
RUR-R-0407 | R | Lattice tower | D-RAN | 3 | 0 | 3 | 3 | 3 | 3 | 1 | 1 | 0 | 18 | 6620 | 9100 | 30 | 72 | 15 | 15 | 0
RUR-R-0408 | R | Lattice tower | D-RAN | 3 | 0 | 3 | 3 | 3 | 3 | 1 | 1 | 0 | 18 | 6620 | 9100 | 30 | 72 | 15 | 0 | 23.1
RUR-R-0409 | R | Lattice tower | D-RAN | 3 | 0 | 3 | 3 | 3 | 3 | 1 | 1 | 0 | 18 | 6620 | 9100 | 30 | 72 | 15 | 0 | 23.1
RUR-R-0410 | R | Lattice tower | D-RAN | 3 | 0 | 3 | 3 | 3 | 3 | 1 | 1 | 0 | 18 | 6620 | 9100 | 30 | 72 | 15 | 0 | 23.1
RUR-R-0411 | R | Lattice tower | D-RAN | 3 | 0 | 3 | 3 | 3 | 3 | 1 | 1 | 0 | 18 | 6620 | 9100 | 30 | 72 | 15 | 15 | 0
RUR-R-0412 | R | Lattice tower | D-RAN | 3 | 0 | 3 | 3 | 3 | 3 | 1 | 1 | 0 | 18 | 6620 | 9100 | 30 | 72 | 15 | 0 | 23.1
RUR-R-0413 | R | Lattice tower | D-RAN | 3 | 0 | 3 | 3 | 3 | 3 | 1 | 1 | 0 | 18 | 6620 | 9100 | 30 | 72 | 15 | 0 | 23.1
RUR-R-0414 | R | Lattice tower | D-RAN | 3 | 0 | 3 | 3 | 3 | 3 | 1 | 1 | 0 | 18 | 6620 | 9100 | 30 | 72 | 15 | 15 | 0
RUR-R-0415 | R | Lattice tower | D-RAN | 3 | 0 | 3 | 3 | 3 | 3 | 1 | 1 | 0 | 18 | 6620 | 9100 | 30 | 72 | 15 | 0 | 23.1
RUR-R-0416 | R | Lattice tower | D-RAN | 3 | 0 | 3 | 3 | 3 | 3 | 1 | 1 | 0 | 18 | 6620 | 9100 | 30 | 72 | 15 | 15 | 0
RUR-R-0417 | R | Lattice tower | D-RAN | 3 | 0 | 3 | 3 | 3 | 3 | 1 | 1 | 0 | 18 | 6620 | 9100 | 30 | 72 | 15 | 0 | 23.1
RUR-R-0418 | R | Lattice tower | D-RAN | 3 | 0 | 3 | 3 | 3 | 3 | 1 | 1 | 0 | 18 | 6620 | 9100 | 30 | 72 | 15 | 0 | 23.1
RUR-R-0419 | R | Lattice tower | D-RAN | 3 | 0 | 3 | 3 | 3 | 3 | 1 | 1 | 0 | 18 | 6620 | 9100 | 30 | 72 | 15 | 0 | 23.1
RUR-R-0420 | R | Lattice tower | D-RAN | 3 | 0 | 3 | 3 | 3 | 3 | 1 | 1 | 0 | 18 | 6620 | 9100 | 30 | 72 | 15 | 0 | 23.1
RUR-R-0421 | R | Lattice tower | D-RAN | 3 | 0 | 3 | 3 | 3 | 3 | 1 | 1 | 0 | 18 | 6620 | 9100 | 30 | 72 | 15 | 15 | 0
RUR-R-0422 | R | Lattice tower | D-RAN | 3 | 0 | 3 | 3 | 3 | 3 | 1 | 1 | 0 | 18 | 6620 | 9100 | 30 | 72 | 15 | 0 | 23.1
RUR-R-0423 | R | Lattice tower | D-RAN | 3 | 0 | 3 | 3 | 3 | 3 | 1 | 1 | 0 | 18 | 6620 | 9100 | 30 | 72 | 15 | 0 | 23.1
RUR-R-0424 | R | Lattice tower | D-RAN | 3 | 0 | 3 | 3 | 3 | 3 | 1 | 1 | 0 | 18 | 6620 | 9100 | 30 | 72 | 15 | 0 | 23.1
RUR-R-0425 | R | Lattice tower | D-RAN | 3 | 0 | 3 | 3 | 3 | 3 | 1 | 1 | 0 | 18 | 6620 | 9100 | 30 | 72 | 15 | 0 | 23.1
RUR-R-0426 | R | Lattice tower | D-RAN | 3 | 0 | 3 | 3 | 3 | 3 | 1 | 1 | 0 | 18 | 6620 | 9100 | 30 | 72 | 15 | 0 | 23.1
RUR-R-0427 | R | Lattice tower | D-RAN | 3 | 0 | 3 | 3 | 3 | 3 | 1 | 1 | 0 | 18 | 6620 | 9100 | 30 | 72 | 15 | 0 | 23.1
RUR-R-0428 | R | Lattice tower | D-RAN | 3 | 0 | 3 | 3 | 3 | 3 | 1 | 1 | 0 | 18 | 6620 | 9100 | 30 | 72 | 15 | 15 | 0
RUR-R-0429 | R | Lattice tower | D-RAN | 3 | 0 | 3 | 3 | 3 | 3 | 1 | 1 | 0 | 18 | 6620 | 9100 | 30 | 72 | 15 | 15 | 0
RUR-R-0430 | R | Lattice tower | D-RAN | 3 | 0 | 3 | 3 | 3 | 3 | 1 | 1 | 0 | 18 | 6620 | 9100 | 30 | 72 | 15 | 15 | 0
RUR-R-0431 | R | Lattice tower | D-RAN | 3 | 0 | 3 | 3 | 3 | 3 | 1 | 1 | 0 | 18 | 6620 | 9100 | 30 | 72 | 15 | 0 | 23.1
RUR-R-0432 | R | Lattice tower | D-RAN | 3 | 0 | 3 | 3 | 3 | 3 | 1 | 1 | 0 | 18 | 6620 | 9100 | 30 | 72 | 15 | 0 | 23.1
RUR-R-0433 | R | Lattice tower | D-RAN | 3 | 0 | 3 | 3 | 3 | 3 | 1 | 1 | 0 | 18 | 6620 | 9100 | 30 | 72 | 15 | 0 | 23.1
RUR-R-0434 | R | Lattice tower | D-RAN | 3 | 0 | 3 | 3 | 3 | 3 | 1 | 1 | 0 | 18 | 6620 | 9100 | 30 | 72 | 15 | 0 | 23.1
RUR-R-0435 | R | Lattice tower | D-RAN | 3 | 0 | 3 | 3 | 3 | 3 | 1 | 1 | 0 | 18 | 6620 | 9100 | 30 | 72 | 15 | 0 | 23.1
RUR-R-0436 | R | Lattice tower | D-RAN | 3 | 0 | 3 | 3 | 3 | 3 | 1 | 1 | 0 | 18 | 6620 | 9100 | 30 | 72 | 15 | 0 | 23.1
RUR-R-0437 | R | Lattice tower | D-RAN | 3 | 0 | 3 | 3 | 3 | 3 | 1 | 1 | 0 | 18 | 6620 | 9100 | 30 | 72 | 15 | 0 | 23.1
RUR-R-0438 | R | Lattice tower | D-RAN | 3 | 0 | 3 | 3 | 3 | 3 | 1 | 1 | 0 | 18 | 6620 | 9100 | 30 | 72 | 15 | 0 | 23.1
RUR-R-0439 | R | Lattice tower | D-RAN | 3 | 0 | 3 | 3 | 3 | 3 | 1 | 1 | 0 | 18 | 6620 | 9100 | 30 | 72 | 15 | 0 | 23.1
RUR-R-0440 | R | Lattice tower | D-RAN | 3 | 0 | 3 | 3 | 3 | 3 | 1 | 1 | 0 | 18 | 6620 | 9100 | 30 | 72 | 15 | 0 | 23.1
RUR-R-0441 | R | Lattice tower | D-RAN | 3 | 0 | 3 | 3 | 3 | 3 | 1 | 1 | 0 | 18 | 6620 | 9100 | 30 | 72 | 15 | 0 | 23.1
RUR-R-0442 | R | Lattice tower | D-RAN | 3 | 0 | 3 | 3 | 3 | 3 | 1 | 1 | 0 | 18 | 6620 | 9100 | 30 | 72 | 15 | 0 | 23.1
RUR-R-0443 | R | Lattice tower | D-RAN | 3 | 0 | 3 | 3 | 3 | 3 | 1 | 1 | 0 | 18 | 6620 | 9100 | 30 | 72 | 15 | 0 | 23.1
RUR-R-0444 | R | Lattice tower | D-RAN | 3 | 0 | 3 | 3 | 3 | 3 | 1 | 1 | 0 | 18 | 6620 | 9100 | 30 | 72 | 15 | 0 | 23.1
HWY-HW-0001 | HW | Lattice tower | D-RAN | 2 | 0 | 0 | 2 | 2 | 2 | 1 | 1 | 0 | 4 | 2620 | 3590 | 15 | 28.8 | 6 | 5 | 0
HWY-HW-0002 | HW | Lattice tower | D-RAN | 2 | 0 | 0 | 2 | 2 | 2 | 1 | 1 | 0 | 4 | 2620 | 3590 | 15 | 28.8 | 6 | 5 | 0
HWY-HW-0003 | HW | Lattice tower | D-RAN | 2 | 0 | 0 | 2 | 2 | 2 | 1 | 1 | 0 | 4 | 2620 | 3590 | 15 | 28.8 | 6 | 5 | 0
HWY-HW-0004 | HW | Lattice tower | D-RAN | 2 | 0 | 0 | 2 | 2 | 2 | 1 | 1 | 0 | 4 | 2620 | 3590 | 15 | 28.8 | 6 | 5 | 0
HWY-HW-0005 | HW | Lattice tower | D-RAN | 2 | 0 | 0 | 2 | 2 | 2 | 1 | 1 | 0 | 4 | 2620 | 3590 | 15 | 28.8 | 6 | 5 | 0
HWY-HW-0006 | HW | Lattice tower | D-RAN | 2 | 0 | 0 | 2 | 2 | 2 | 1 | 1 | 0 | 4 | 2620 | 3590 | 15 | 28.8 | 6 | 5 | 0
HWY-HW-0007 | HW | Lattice tower | D-RAN | 2 | 0 | 0 | 2 | 2 | 2 | 1 | 1 | 0 | 4 | 2620 | 3590 | 15 | 28.8 | 6 | 5 | 0
HWY-HW-0008 | HW | Lattice tower | D-RAN | 2 | 0 | 0 | 2 | 2 | 2 | 1 | 1 | 0 | 4 | 2620 | 3590 | 15 | 28.8 | 6 | 5 | 0
HWY-HW-0009 | HW | Lattice tower | D-RAN | 2 | 0 | 0 | 2 | 2 | 2 | 1 | 1 | 0 | 4 | 2620 | 3590 | 15 | 28.8 | 6 | 5 | 0
HWY-HW-0010 | HW | Lattice tower | D-RAN | 2 | 0 | 0 | 2 | 2 | 2 | 1 | 1 | 0 | 4 | 2620 | 3590 | 15 | 28.8 | 6 | 5 | 0
HWY-HW-0011 | HW | Lattice tower | D-RAN | 2 | 0 | 0 | 2 | 2 | 2 | 1 | 1 | 0 | 4 | 2620 | 3590 | 15 | 28.8 | 6 | 5 | 0
HWY-HW-0012 | HW | Lattice tower | D-RAN | 2 | 0 | 0 | 2 | 2 | 2 | 1 | 1 | 0 | 4 | 2620 | 3590 | 15 | 28.8 | 6 | 5 | 0
HWY-HW-0013 | HW | Lattice tower | D-RAN | 2 | 0 | 0 | 2 | 2 | 2 | 1 | 1 | 0 | 4 | 2620 | 3590 | 15 | 28.8 | 6 | 5 | 0
HWY-HW-0014 | HW | Lattice tower | D-RAN | 2 | 0 | 0 | 2 | 2 | 2 | 1 | 1 | 0 | 4 | 2620 | 3590 | 15 | 28.8 | 6 | 5 | 0
HWY-HW-0015 | HW | Lattice tower | D-RAN | 2 | 0 | 0 | 2 | 2 | 2 | 1 | 1 | 0 | 4 | 2620 | 3590 | 15 | 28.8 | 6 | 5 | 0
HWY-HW-0016 | HW | Lattice tower | D-RAN | 2 | 0 | 0 | 2 | 2 | 2 | 1 | 1 | 0 | 4 | 2620 | 3590 | 15 | 28.8 | 6 | 5 | 0
HWY-HW-0017 | HW | Lattice tower | D-RAN | 2 | 0 | 0 | 2 | 2 | 2 | 1 | 1 | 0 | 4 | 2620 | 3590 | 15 | 28.8 | 6 | 5 | 0
HWY-HW-0018 | HW | Lattice tower | D-RAN | 2 | 0 | 0 | 2 | 2 | 2 | 1 | 1 | 0 | 4 | 2620 | 3590 | 15 | 28.8 | 6 | 5 | 0
HWY-HW-0019 | HW | Lattice tower | D-RAN | 2 | 0 | 0 | 2 | 2 | 2 | 1 | 1 | 0 | 4 | 2620 | 3590 | 15 | 28.8 | 6 | 5 | 0
HWY-HW-0020 | HW | Lattice tower | D-RAN | 2 | 0 | 0 | 2 | 2 | 2 | 1 | 1 | 0 | 4 | 2620 | 3590 | 15 | 28.8 | 6 | 5 | 0
HWY-HW-0021 | HW | Lattice tower | D-RAN | 2 | 0 | 0 | 2 | 2 | 2 | 1 | 1 | 0 | 4 | 2620 | 3590 | 15 | 28.8 | 6 | 5 | 0
HWY-HW-0022 | HW | Lattice tower | D-RAN | 2 | 0 | 0 | 2 | 2 | 2 | 1 | 1 | 0 | 4 | 2620 | 3590 | 15 | 28.8 | 6 | 5 | 0
HWY-HW-0023 | HW | Lattice tower | D-RAN | 2 | 0 | 0 | 2 | 2 | 2 | 1 | 1 | 0 | 4 | 2620 | 3590 | 15 | 28.8 | 6 | 5 | 0
HWY-HW-0024 | HW | Lattice tower | D-RAN | 2 | 0 | 0 | 2 | 2 | 2 | 1 | 1 | 0 | 4 | 2620 | 3590 | 15 | 28.8 | 6 | 5 | 0
HWY-HW-0025 | HW | Lattice tower | D-RAN | 2 | 0 | 0 | 2 | 2 | 2 | 1 | 1 | 0 | 4 | 2620 | 3590 | 15 | 28.8 | 6 | 5 | 0
HWY-HW-0026 | HW | Lattice tower | D-RAN | 2 | 0 | 0 | 2 | 2 | 2 | 1 | 1 | 0 | 4 | 2620 | 3590 | 15 | 28.8 | 6 | 5 | 0
HWY-HW-0027 | HW | Lattice tower | D-RAN | 2 | 0 | 0 | 2 | 2 | 2 | 1 | 1 | 0 | 4 | 2620 | 3590 | 15 | 28.8 | 6 | 5 | 0
HWY-HW-0028 | HW | Lattice tower | D-RAN | 2 | 0 | 0 | 2 | 2 | 2 | 1 | 1 | 0 | 4 | 2620 | 3590 | 15 | 28.8 | 6 | 5 | 0
HWY-HW-0029 | HW | Lattice tower | D-RAN | 2 | 0 | 0 | 2 | 2 | 2 | 1 | 1 | 0 | 4 | 2620 | 3590 | 15 | 28.8 | 6 | 5 | 0
HWY-HW-0030 | HW | Lattice tower | D-RAN | 2 | 0 | 0 | 2 | 2 | 2 | 1 | 1 | 0 | 4 | 2620 | 3590 | 15 | 28.8 | 6 | 5 | 0
HWY-HW-0031 | HW | Lattice tower | D-RAN | 2 | 0 | 0 | 2 | 2 | 2 | 1 | 1 | 0 | 4 | 2620 | 3590 | 15 | 28.8 | 6 | 5 | 0
HWY-HW-0032 | HW | Lattice tower | D-RAN | 2 | 0 | 0 | 2 | 2 | 2 | 1 | 1 | 0 | 4 | 2620 | 3590 | 15 | 28.8 | 6 | 5 | 0
HWY-HW-0033 | HW | Lattice tower | D-RAN | 2 | 0 | 0 | 2 | 2 | 2 | 1 | 1 | 0 | 4 | 2620 | 3590 | 15 | 28.8 | 6 | 5 | 0
HWY-HW-0034 | HW | Lattice tower | D-RAN | 2 | 0 | 0 | 2 | 2 | 2 | 1 | 1 | 0 | 4 | 2620 | 3590 | 15 | 28.8 | 6 | 5 | 0
HWY-HW-0035 | HW | Lattice tower | D-RAN | 2 | 0 | 0 | 2 | 2 | 2 | 1 | 1 | 0 | 4 | 2620 | 3590 | 15 | 28.8 | 6 | 5 | 0
HWY-HW-0036 | HW | Lattice tower | D-RAN | 2 | 0 | 0 | 2 | 2 | 2 | 1 | 1 | 0 | 4 | 2620 | 3590 | 15 | 28.8 | 6 | 5 | 0
HWY-HW-0037 | HW | Lattice tower | D-RAN | 2 | 0 | 0 | 2 | 2 | 2 | 1 | 1 | 0 | 4 | 2620 | 3590 | 15 | 28.8 | 6 | 5 | 0
HWY-HW-0038 | HW | Lattice tower | D-RAN | 2 | 0 | 0 | 2 | 2 | 2 | 1 | 1 | 0 | 4 | 2620 | 3590 | 15 | 28.8 | 6 | 5 | 0
HWY-HW-0039 | HW | Lattice tower | D-RAN | 2 | 0 | 0 | 2 | 2 | 2 | 1 | 1 | 0 | 4 | 2620 | 3590 | 15 | 28.8 | 6 | 5 | 0
HWY-HW-0040 | HW | Lattice tower | D-RAN | 2 | 0 | 0 | 2 | 2 | 2 | 1 | 1 | 0 | 4 | 2620 | 3590 | 15 | 28.8 | 6 | 5 | 0
HWY-HW-0041 | HW | Lattice tower | D-RAN | 2 | 0 | 0 | 2 | 2 | 2 | 1 | 1 | 0 | 4 | 2620 | 3590 | 15 | 28.8 | 6 | 5 | 0
HWY-HW-0042 | HW | Lattice tower | D-RAN | 2 | 0 | 0 | 2 | 2 | 2 | 1 | 1 | 0 | 4 | 2620 | 3590 | 15 | 28.8 | 6 | 5 | 0
HWY-HW-0043 | HW | Lattice tower | D-RAN | 2 | 0 | 0 | 2 | 2 | 2 | 1 | 1 | 0 | 4 | 2620 | 3590 | 15 | 28.8 | 6 | 5 | 0
HWY-HW-0044 | HW | Lattice tower | D-RAN | 2 | 0 | 0 | 2 | 2 | 2 | 1 | 1 | 0 | 4 | 2620 | 3590 | 15 | 28.8 | 6 | 5 | 0
HWY-HW-0045 | HW | Lattice tower | D-RAN | 2 | 0 | 0 | 2 | 2 | 2 | 1 | 1 | 0 | 4 | 2620 | 3590 | 15 | 28.8 | 6 | 5 | 0
HWY-HW-0046 | HW | Lattice tower | D-RAN | 2 | 0 | 0 | 2 | 2 | 2 | 1 | 1 | 0 | 4 | 2620 | 3590 | 15 | 28.8 | 6 | 5 | 0
HWY-HW-0047 | HW | Lattice tower | D-RAN | 2 | 0 | 0 | 2 | 2 | 2 | 1 | 1 | 0 | 4 | 2620 | 3590 | 15 | 28.8 | 6 | 5 | 0
HWY-HW-0048 | HW | Lattice tower | D-RAN | 2 | 0 | 0 | 2 | 2 | 2 | 1 | 1 | 0 | 4 | 2620 | 3590 | 15 | 28.8 | 6 | 5 | 0
HWY-HW-0049 | HW | Lattice tower | D-RAN | 2 | 0 | 0 | 2 | 2 | 2 | 1 | 1 | 0 | 4 | 2620 | 3590 | 15 | 28.8 | 6 | 5 | 0
HWY-HW-0050 | HW | Lattice tower | D-RAN | 2 | 0 | 0 | 2 | 2 | 2 | 1 | 1 | 0 | 4 | 2620 | 3590 | 15 | 28.8 | 6 | 5 | 0
HWY-HW-0051 | HW | Lattice tower | D-RAN | 2 | 0 | 0 | 2 | 2 | 2 | 1 | 1 | 0 | 4 | 2620 | 3590 | 15 | 28.8 | 6 | 5 | 0
HWY-HW-0052 | HW | Lattice tower | D-RAN | 2 | 0 | 0 | 2 | 2 | 2 | 1 | 1 | 0 | 4 | 2620 | 3590 | 15 | 28.8 | 6 | 5 | 0
HWY-HW-0053 | HW | Lattice tower | D-RAN | 2 | 0 | 0 | 2 | 2 | 2 | 1 | 1 | 0 | 4 | 2620 | 3590 | 15 | 28.8 | 6 | 5 | 0
HWY-HW-0054 | HW | Lattice tower | D-RAN | 2 | 0 | 0 | 2 | 2 | 2 | 1 | 1 | 0 | 4 | 2620 | 3590 | 15 | 28.8 | 6 | 5 | 0
HWY-HW-0055 | HW | Lattice tower | D-RAN | 2 | 0 | 0 | 2 | 2 | 2 | 1 | 1 | 0 | 4 | 2620 | 3590 | 15 | 28.8 | 6 | 5 | 0
HWY-HW-0056 | HW | Lattice tower | D-RAN | 2 | 0 | 0 | 2 | 2 | 2 | 1 | 1 | 0 | 4 | 2620 | 3590 | 15 | 28.8 | 6 | 5 | 0
HWY-HW-0057 | HW | Lattice tower | D-RAN | 2 | 0 | 0 | 2 | 2 | 2 | 1 | 1 | 0 | 4 | 2620 | 3590 | 15 | 28.8 | 6 | 5 | 0
HWY-HW-0058 | HW | Lattice tower | D-RAN | 2 | 0 | 0 | 2 | 2 | 2 | 1 | 1 | 0 | 4 | 2620 | 3590 | 15 | 28.8 | 6 | 5 | 0
HWY-HW-0059 | HW | Lattice tower | D-RAN | 2 | 0 | 0 | 2 | 2 | 2 | 1 | 1 | 0 | 4 | 2620 | 3590 | 15 | 28.8 | 6 | 5 | 0
HWY-HW-0060 | HW | Lattice tower | D-RAN | 2 | 0 | 0 | 2 | 2 | 2 | 1 | 1 | 0 | 4 | 2620 | 3590 | 15 | 28.8 | 6 | 5 | 0
HWY-HW-0061 | HW | Lattice tower | D-RAN | 2 | 0 | 0 | 2 | 2 | 2 | 1 | 1 | 0 | 4 | 2620 | 3590 | 15 | 28.8 | 6 | 5 | 0
HWY-HW-0062 | HW | Lattice tower | D-RAN | 2 | 0 | 0 | 2 | 2 | 2 | 1 | 1 | 0 | 4 | 2620 | 3590 | 15 | 28.8 | 6 | 5 | 0
HWY-HW-0063 | HW | Lattice tower | D-RAN | 2 | 0 | 0 | 2 | 2 | 2 | 1 | 1 | 0 | 4 | 2620 | 3590 | 15 | 28.8 | 6 | 5 | 0
HWY-HW-0064 | HW | Lattice tower | D-RAN | 2 | 0 | 0 | 2 | 2 | 2 | 1 | 1 | 0 | 4 | 2620 | 3590 | 15 | 28.8 | 6 | 5 | 0
HWY-HW-0065 | HW | Lattice tower | D-RAN | 2 | 0 | 0 | 2 | 2 | 2 | 1 | 1 | 0 | 4 | 2620 | 3590 | 15 | 28.8 | 6 | 5 | 0
HWY-HW-0066 | HW | Lattice tower | D-RAN | 2 | 0 | 0 | 2 | 2 | 2 | 1 | 1 | 0 | 4 | 2620 | 3590 | 15 | 28.8 | 6 | 5 | 0
HWY-HW-0067 | HW | Lattice tower | D-RAN | 2 | 0 | 0 | 2 | 2 | 2 | 1 | 1 | 0 | 4 | 2620 | 3590 | 15 | 28.8 | 6 | 5 | 0
HWY-HW-0068 | HW | Lattice tower | D-RAN | 2 | 0 | 0 | 2 | 2 | 2 | 1 | 1 | 0 | 4 | 2620 | 3590 | 15 | 28.8 | 6 | 5 | 0
HWY-HW-0069 | HW | Lattice tower | D-RAN | 2 | 0 | 0 | 2 | 2 | 2 | 1 | 1 | 0 | 4 | 2620 | 3590 | 15 | 28.8 | 6 | 5 | 0
HWY-HW-0070 | HW | Lattice tower | D-RAN | 2 | 0 | 0 | 2 | 2 | 2 | 1 | 1 | 0 | 4 | 2620 | 3590 | 15 | 28.8 | 6 | 5 | 0
HWY-HW-0071 | HW | Lattice tower | D-RAN | 2 | 0 | 0 | 2 | 2 | 2 | 1 | 1 | 0 | 4 | 2620 | 3590 | 15 | 28.8 | 6 | 5 | 0
HWY-HW-0072 | HW | Lattice tower | D-RAN | 2 | 0 | 0 | 2 | 2 | 2 | 1 | 1 | 0 | 4 | 2620 | 3590 | 15 | 28.8 | 6 | 5 | 0
HWY-HW-0073 | HW | Lattice tower | D-RAN | 2 | 0 | 0 | 2 | 2 | 2 | 1 | 1 | 0 | 4 | 2620 | 3590 | 15 | 28.8 | 6 | 5 | 0
HWY-HW-0074 | HW | Lattice tower | D-RAN | 2 | 0 | 0 | 2 | 2 | 2 | 1 | 1 | 0 | 4 | 2620 | 3590 | 15 | 28.8 | 6 | 5 | 0
HWY-HW-0075 | HW | Lattice tower | D-RAN | 2 | 0 | 0 | 2 | 2 | 2 | 1 | 1 | 0 | 4 | 2620 | 3590 | 15 | 28.8 | 6 | 5 | 0
HWY-HW-0076 | HW | Lattice tower | D-RAN | 2 | 0 | 0 | 2 | 2 | 2 | 1 | 1 | 0 | 4 | 2620 | 3590 | 15 | 28.8 | 6 | 5 | 0
HWY-HW-0077 | HW | Lattice tower | D-RAN | 2 | 0 | 0 | 2 | 2 | 2 | 1 | 1 | 0 | 4 | 2620 | 3590 | 15 | 28.8 | 6 | 5 | 0
HWY-HW-0078 | HW | Lattice tower | D-RAN | 2 | 0 | 0 | 2 | 2 | 2 | 1 | 1 | 0 | 4 | 2620 | 3590 | 15 | 28.8 | 6 | 5 | 0
HWY-HW-0079 | HW | Lattice tower | D-RAN | 2 | 0 | 0 | 2 | 2 | 2 | 1 | 1 | 0 | 4 | 2620 | 3590 | 15 | 28.8 | 6 | 5 | 0
HWY-HW-0080 | HW | Lattice tower | D-RAN | 2 | 0 | 0 | 2 | 2 | 2 | 1 | 1 | 0 | 4 | 2620 | 3590 | 15 | 28.8 | 6 | 5 | 0
HWY-HW-0081 | HW | Lattice tower | D-RAN | 2 | 0 | 0 | 2 | 2 | 2 | 1 | 1 | 0 | 4 | 2620 | 3590 | 15 | 28.8 | 6 | 5 | 0
HWY-HW-0082 | HW | Lattice tower | D-RAN | 2 | 0 | 0 | 2 | 2 | 2 | 1 | 1 | 0 | 4 | 2620 | 3590 | 15 | 28.8 | 6 | 5 | 0
HWY-HW-0083 | HW | Lattice tower | D-RAN | 2 | 0 | 0 | 2 | 2 | 2 | 1 | 1 | 0 | 4 | 2620 | 3590 | 15 | 28.8 | 6 | 5 | 0
HWY-HW-0084 | HW | Lattice tower | D-RAN | 2 | 0 | 0 | 2 | 2 | 2 | 1 | 1 | 0 | 4 | 2620 | 3590 | 15 | 28.8 | 6 | 5 | 0
HWY-HW-0085 | HW | Lattice tower | D-RAN | 2 | 0 | 0 | 2 | 2 | 2 | 1 | 1 | 0 | 4 | 2620 | 3590 | 15 | 28.8 | 6 | 5 | 0
HWY-HW-0086 | HW | Lattice tower | D-RAN | 2 | 0 | 0 | 2 | 2 | 2 | 1 | 1 | 0 | 4 | 2620 | 3590 | 15 | 28.8 | 6 | 5 | 0
HWY-HW-0087 | HW | Lattice tower | D-RAN | 2 | 0 | 0 | 2 | 2 | 2 | 1 | 1 | 0 | 4 | 2620 | 3590 | 15 | 28.8 | 6 | 5 | 0
HWY-HW-0088 | HW | Lattice tower | D-RAN | 2 | 0 | 0 | 2 | 2 | 2 | 1 | 1 | 0 | 4 | 2620 | 3590 | 15 | 28.8 | 6 | 5 | 0
HWY-HW-0089 | HW | Lattice tower | D-RAN | 2 | 0 | 0 | 2 | 2 | 2 | 1 | 1 | 0 | 4 | 2620 | 3590 | 15 | 28.8 | 6 | 5 | 0
HWY-HW-0090 | HW | Lattice tower | D-RAN | 2 | 0 | 0 | 2 | 2 | 2 | 1 | 1 | 0 | 4 | 2620 | 3590 | 15 | 28.8 | 6 | 5 | 0
HWY-HW-0091 | HW | Lattice tower | D-RAN | 2 | 0 | 0 | 2 | 2 | 2 | 1 | 1 | 0 | 4 | 2620 | 3590 | 15 | 28.8 | 6 | 5 | 0
HWY-HW-0092 | HW | Lattice tower | D-RAN | 2 | 0 | 0 | 2 | 2 | 2 | 1 | 1 | 0 | 4 | 2620 | 3590 | 15 | 28.8 | 6 | 5 | 0
HWY-HW-0093 | HW | Lattice tower | D-RAN | 2 | 0 | 0 | 2 | 2 | 2 | 1 | 1 | 0 | 4 | 2620 | 3590 | 15 | 28.8 | 6 | 5 | 0
HWY-HW-0094 | HW | Lattice tower | D-RAN | 2 | 0 | 0 | 2 | 2 | 2 | 1 | 1 | 0 | 4 | 2620 | 3590 | 15 | 28.8 | 6 | 5 | 0
HWY-HW-0095 | HW | Lattice tower | D-RAN | 2 | 0 | 0 | 2 | 2 | 2 | 1 | 1 | 0 | 4 | 2620 | 3590 | 15 | 28.8 | 6 | 5 | 0
HWY-HW-0096 | HW | Lattice tower | D-RAN | 2 | 0 | 0 | 2 | 2 | 2 | 1 | 1 | 0 | 4 | 2620 | 3590 | 15 | 28.8 | 6 | 5 | 0
HWY-HW-0097 | HW | Lattice tower | D-RAN | 2 | 0 | 0 | 2 | 2 | 2 | 1 | 1 | 0 | 4 | 2620 | 3590 | 15 | 28.8 | 6 | 5 | 0
HWY-HW-0098 | HW | Lattice tower | D-RAN | 2 | 0 | 0 | 2 | 2 | 2 | 1 | 1 | 0 | 4 | 2620 | 3590 | 15 | 28.8 | 6 | 5 | 0
HWY-HW-0099 | HW | Lattice tower | D-RAN | 2 | 0 | 0 | 2 | 2 | 2 | 1 | 1 | 0 | 4 | 2620 | 3590 | 15 | 28.8 | 6 | 5 | 0
HWY-HW-0100 | HW | Lattice tower | D-RAN | 2 | 0 | 0 | 2 | 2 | 2 | 1 | 1 | 0 | 4 | 2620 | 3590 | 15 | 28.8 | 6 | 5 | 0
HWY-HW-0101 | HW | Lattice tower | D-RAN | 2 | 0 | 0 | 2 | 2 | 2 | 1 | 1 | 0 | 4 | 2620 | 3590 | 15 | 28.8 | 6 | 5 | 0
HWY-HW-0102 | HW | Lattice tower | D-RAN | 2 | 0 | 0 | 2 | 2 | 2 | 1 | 1 | 0 | 4 | 2620 | 3590 | 15 | 28.8 | 6 | 5 | 0
HWY-HW-0103 | HW | Lattice tower | D-RAN | 2 | 0 | 0 | 2 | 2 | 2 | 1 | 1 | 0 | 4 | 2620 | 3590 | 15 | 28.8 | 6 | 5 | 0
HWY-HW-0104 | HW | Lattice tower | D-RAN | 2 | 0 | 0 | 2 | 2 | 2 | 1 | 1 | 0 | 4 | 2620 | 3590 | 15 | 28.8 | 6 | 5 | 0
HWY-HW-0105 | HW | Lattice tower | D-RAN | 2 | 0 | 0 | 2 | 2 | 2 | 1 | 1 | 0 | 4 | 2620 | 3590 | 15 | 28.8 | 6 | 5 | 0
HWY-HW-0106 | HW | Lattice tower | D-RAN | 2 | 0 | 0 | 2 | 2 | 2 | 1 | 1 | 0 | 4 | 2620 | 3590 | 15 | 28.8 | 6 | 5 | 0
HWY-HW-0107 | HW | Lattice tower | D-RAN | 2 | 0 | 0 | 2 | 2 | 2 | 1 | 1 | 0 | 4 | 2620 | 3590 | 15 | 28.8 | 6 | 5 | 0
HWY-HW-0108 | HW | Lattice tower | D-RAN | 2 | 0 | 0 | 2 | 2 | 2 | 1 | 1 | 0 | 4 | 2620 | 3590 | 15 | 28.8 | 6 | 5 | 0
HWY-HW-0109 | HW | Lattice tower | D-RAN | 2 | 0 | 0 | 2 | 2 | 2 | 1 | 1 | 0 | 4 | 2620 | 3590 | 15 | 28.8 | 6 | 5 | 0
HWY-HW-0110 | HW | Lattice tower | D-RAN | 2 | 0 | 0 | 2 | 2 | 2 | 1 | 1 | 0 | 4 | 2620 | 3590 | 15 | 28.8 | 6 | 5 | 0
HWY-HW-0111 | HW | Lattice tower | D-RAN | 2 | 0 | 0 | 2 | 2 | 2 | 1 | 1 | 0 | 4 | 2620 | 3590 | 15 | 28.8 | 6 | 5 | 0
HWY-HW-0112 | HW | Lattice tower | D-RAN | 2 | 0 | 0 | 2 | 2 | 2 | 1 | 1 | 0 | 4 | 2620 | 3590 | 15 | 28.8 | 6 | 5 | 0
HWY-HW-0113 | HW | Lattice tower | D-RAN | 2 | 0 | 0 | 2 | 2 | 2 | 1 | 1 | 0 | 4 | 2620 | 3590 | 15 | 28.8 | 6 | 5 | 0
HWY-HW-0114 | HW | Lattice tower | D-RAN | 2 | 0 | 0 | 2 | 2 | 2 | 1 | 1 | 0 | 4 | 2620 | 3590 | 15 | 28.8 | 6 | 5 | 0
HWY-HW-0115 | HW | Lattice tower | D-RAN | 2 | 0 | 0 | 2 | 2 | 2 | 1 | 1 | 0 | 4 | 2620 | 3590 | 15 | 28.8 | 6 | 5 | 0
HWY-HW-0116 | HW | Lattice tower | D-RAN | 2 | 0 | 0 | 2 | 2 | 2 | 1 | 1 | 0 | 4 | 2620 | 3590 | 15 | 28.8 | 6 | 5 | 0
HWY-HW-0117 | HW | Lattice tower | D-RAN | 2 | 0 | 0 | 2 | 2 | 2 | 1 | 1 | 0 | 4 | 2620 | 3590 | 15 | 28.8 | 6 | 5 | 0
HWY-HW-0118 | HW | Lattice tower | D-RAN | 2 | 0 | 0 | 2 | 2 | 2 | 1 | 1 | 0 | 4 | 2620 | 3590 | 15 | 28.8 | 6 | 5 | 0
HWY-HW-0119 | HW | Lattice tower | D-RAN | 2 | 0 | 0 | 2 | 2 | 2 | 1 | 1 | 0 | 4 | 2620 | 3590 | 15 | 28.8 | 6 | 5 | 0
HWY-HW-0120 | HW | Lattice tower | D-RAN | 2 | 0 | 0 | 2 | 2 | 2 | 1 | 1 | 0 | 4 | 2620 | 3590 | 15 | 28.8 | 6 | 5 | 0
HWY-HW-0121 | HW | Lattice tower | D-RAN | 2 | 0 | 0 | 2 | 2 | 2 | 1 | 1 | 0 | 4 | 2620 | 3590 | 15 | 28.8 | 6 | 5 | 0
HWY-HW-0122 | HW | Lattice tower | D-RAN | 2 | 0 | 0 | 2 | 2 | 2 | 1 | 1 | 0 | 4 | 2620 | 3590 | 15 | 28.8 | 6 | 5 | 0
HWY-HW-0123 | HW | Lattice tower | D-RAN | 2 | 0 | 0 | 2 | 2 | 2 | 1 | 1 | 0 | 4 | 2620 | 3590 | 15 | 28.8 | 6 | 5 | 0
HWY-HW-0124 | HW | Lattice tower | D-RAN | 2 | 0 | 0 | 2 | 2 | 2 | 1 | 1 | 0 | 4 | 2620 | 3590 | 15 | 28.8 | 6 | 5 | 0
HWY-HW-0125 | HW | Lattice tower | D-RAN | 2 | 0 | 0 | 2 | 2 | 2 | 1 | 1 | 0 | 4 | 2620 | 3590 | 15 | 28.8 | 6 | 5 | 0
HWY-HW-0126 | HW | Lattice tower | D-RAN | 2 | 0 | 0 | 2 | 2 | 2 | 1 | 1 | 0 | 4 | 2620 | 3590 | 15 | 28.8 | 6 | 5 | 0
HWY-HW-0127 | HW | Lattice tower | D-RAN | 2 | 0 | 0 | 2 | 2 | 2 | 1 | 1 | 0 | 4 | 2620 | 3590 | 15 | 28.8 | 6 | 5 | 0
HWY-HW-0128 | HW | Lattice tower | D-RAN | 2 | 0 | 0 | 2 | 2 | 2 | 1 | 1 | 0 | 4 | 2620 | 3590 | 15 | 28.8 | 6 | 5 | 0
HWY-HW-0129 | HW | Lattice tower | D-RAN | 2 | 0 | 0 | 2 | 2 | 2 | 1 | 1 | 0 | 4 | 2620 | 3590 | 15 | 28.8 | 6 | 5 | 0
HWY-HW-0130 | HW | Lattice tower | D-RAN | 2 | 0 | 0 | 2 | 2 | 2 | 1 | 1 | 0 | 4 | 2620 | 3590 | 15 | 28.8 | 6 | 5 | 0
HWY-HW-0131 | HW | Lattice tower | D-RAN | 2 | 0 | 0 | 2 | 2 | 2 | 1 | 1 | 0 | 4 | 2620 | 3590 | 15 | 28.8 | 6 | 5 | 0
HWY-HW-0132 | HW | Lattice tower | D-RAN | 2 | 0 | 0 | 2 | 2 | 2 | 1 | 1 | 0 | 4 | 2620 | 3590 | 15 | 28.8 | 6 | 5 | 0
HWY-HW-0133 | HW | Lattice tower | D-RAN | 2 | 0 | 0 | 2 | 2 | 2 | 1 | 1 | 0 | 4 | 2620 | 3590 | 15 | 28.8 | 6 | 5 | 0
HWY-HW-0134 | HW | Lattice tower | D-RAN | 2 | 0 | 0 | 2 | 2 | 2 | 1 | 1 | 0 | 4 | 2620 | 3590 | 15 | 28.8 | 6 | 5 | 0

## ran_hub_baseband
hub_id | cluster | type | sites | access_rings | pooled_DUs | racks_incl_transport_power | IT_load_kW | facility_load_kW | grid_kVA | busy_hour_Gbps | peak_Gbps
HUB-AJL-01 | Ajloun | Pre-aggregation | 25 | 4 | 0 | 2 | 4.2 | 5.9 | 10 | 8.4 | 17.8
HUB-AJL-02 | Ajloun | C-RAN | 29 | 4 | 22 | 4 | 15.2 | 21.3 | 30 | 9.9 | 20.1
HUB-AJL-03 | Ajloun | Pre-aggregation | 27 | 4 | 0 | 2 | 4.2 | 5.9 | 10 | 9.1 | 18.8
HUB-AMM-01 | Amman-Zarqa Metro | C-RAN | 42 | 6 | 32 | 5 | 20.2 | 28.3 | 40 | 17.9 | 32
HUB-AMM-02 | Amman-Zarqa Metro | C-RAN | 39 | 6 | 30 | 5 | 19.2 | 26.9 | 40 | 16.6 | 30.1
HUB-AMM-03 | Amman-Zarqa Metro | C-RAN | 53 | 8 | 40 | 6 | 24.2 | 33.9 | 50 | 21.9 | 38
HUB-AMM-04 | Amman-Zarqa Metro | C-RAN | 36 | 5 | 27 | 5 | 17.7 | 24.8 | 40 | 15.3 | 28.2
HUB-AMM-05 | Amman-Zarqa Metro | C-RAN | 40 | 6 | 30 | 5 | 19.2 | 26.9 | 40 | 17 | 30.8
HUB-AMM-06 | Amman-Zarqa Metro | Pre-aggregation | 33 | 5 | 0 | 2 | 4.2 | 5.9 | 10 | 10.2 | 20.5
HUB-AMM-07 | Amman-Zarqa Metro | C-RAN | 48 | 7 | 36 | 5 | 22.2 | 31.1 | 40 | 20.4 | 35.9
HUB-AMM-08 | Amman-Zarqa Metro | Pre-aggregation | 24 | 4 | 0 | 2 | 4.2 | 5.9 | 10 | 6 | 14.3
HUB-AMM-09 | Amman-Zarqa Metro | Pre-aggregation | 19 | 3 | 0 | 2 | 4.2 | 5.9 | 10 | 5.1 | 12.9
HUB-AMM-10 | Amman-Zarqa Metro | Pre-aggregation | 28 | 4 | 0 | 2 | 4.2 | 5.9 | 10 | 7.1 | 15.8
HUB-AMM-11 | Amman-Zarqa Metro | C-RAN | 37 | 6 | 28 | 5 | 18.2 | 25.5 | 40 | 15.8 | 28.8
HUB-AMM-12 | Amman-Zarqa Metro | Pre-aggregation | 21 | 3 | 0 | 2 | 4.2 | 5.9 | 10 | 5.3 | 13.1
HUB-AMM-13 | Amman-Zarqa Metro | C-RAN | 47 | 7 | 36 | 5 | 22.2 | 31.1 | 40 | 34 | 56.2
HUB-AMM-14 | Amman-Zarqa Metro | C-RAN | 51 | 8 | 39 | 6 | 23.7 | 33.2 | 50 | 36.9 | 60.5
HUB-AMM-15 | Amman-Zarqa Metro | C-RAN | 41 | 6 | 31 | 5 | 19.7 | 27.6 | 40 | 16.8 | 30.4
HUB-AMM-16 | Amman-Zarqa Metro | Pre-aggregation | 49 | 7 | 0 | 2 | 4.2 | 5.9 | 10 | 12.3 | 23.7
HUB-AMM-17 | Amman-Zarqa Metro | Pre-aggregation | 22 | 3 | 0 | 2 | 4.2 | 5.9 | 10 | 5.9 | 14
HUB-AMM-18 | Amman-Zarqa Metro | Pre-aggregation | 19 | 3 | 0 | 2 | 4.2 | 5.9 | 10 | 5.1 | 12.9
HUB-AMM-19 | Amman-Zarqa Metro | C-RAN | 41 | 6 | 31 | 5 | 19.7 | 27.6 | 40 | 15.7 | 28.8
HUB-AMM-20 | Amman-Zarqa Metro | Pre-aggregation | 33 | 5 | 0 | 2 | 4.2 | 5.9 | 10 | 8.7 | 18.2
HUB-AMM-21 | Amman-Zarqa Metro | Pre-aggregation | 35 | 5 | 0 | 2 | 4.2 | 5.9 | 10 | 9.7 | 19.7
HUB-AMM-22 | Amman-Zarqa Metro | C-RAN | 37 | 6 | 28 | 5 | 18.2 | 25.5 | 40 | 13.5 | 25.4
HUB-AMM-23 | Amman-Zarqa Metro | C-RAN | 43 | 6 | 33 | 5 | 20.7 | 29 | 40 | 25.1 | 42.9
HUB-AMM-24 | Amman-Zarqa Metro | C-RAN | 42 | 6 | 32 | 5 | 20.2 | 28.3 | 40 | 17.9 | 32
HUB-AMM-25 | Amman-Zarqa Metro | Pre-aggregation | 39 | 6 | 0 | 2 | 4.2 | 5.9 | 10 | 9.8 | 19.9
HUB-AMM-26 | Amman-Zarqa Metro | Pre-aggregation | 22 | 3 | 0 | 2 | 4.2 | 5.9 | 10 | 5.5 | 13.5
HUB-AMM-27 | Amman-Zarqa Metro | C-RAN | 36 | 5 | 27 | 5 | 17.7 | 24.8 | 40 | 15.3 | 28.2
HUB-AMM-28 | Amman-Zarqa Metro | C-RAN | 61 | 9 | 46 | 6 | 27.2 | 38.1 | 50 | 43.5 | 70.5
HUB-AMM-29 | Amman-Zarqa Metro | C-RAN | 42 | 6 | 32 | 5 | 20.2 | 28.3 | 40 | 16 | 29.2
HUB-AMM-30 | Amman-Zarqa Metro | Pre-aggregation | 47 | 7 | 0 | 2 | 4.2 | 5.9 | 10 | 11.8 | 23
HUB-AMM-31 | Amman-Zarqa Metro | Pre-aggregation | 35 | 5 | 0 | 2 | 4.2 | 5.9 | 10 | 8.8 | 18.4
HUB-AMM-32 | Amman-Zarqa Metro | Pre-aggregation | 42 | 6 | 0 | 2 | 4.2 | 5.9 | 10 | 10.6 | 21.1
HUB-AMM-33 | Amman-Zarqa Metro | C-RAN | 52 | 8 | 39 | 6 | 23.7 | 33.2 | 50 | 19.5 | 34.5
HUB-AMM-34 | Amman-Zarqa Metro | Pre-aggregation | 36 | 5 | 0 | 2 | 4.2 | 5.9 | 10 | 9.1 | 18.8
HUB-AMM-35 | Amman-Zarqa Metro | C-RAN | 43 | 6 | 33 | 5 | 20.7 | 29 | 40 | 18.3 | 32.7
HUB-AMM-36 | Amman-Zarqa Metro | C-RAN | 29 | 4 | 22 | 4 | 15.2 | 21.3 | 30 | 11.7 | 22.7
HUB-AMM-37 | Amman-Zarqa Metro | Pre-aggregation | 48 | 7 | 0 | 2 | 4.2 | 5.9 | 10 | 12.1 | 23.3
HUB-AMM-38 | Amman-Zarqa Metro | C-RAN | 44 | 7 | 33 | 5 | 20.7 | 29 | 40 | 29.7 | 49.8
HUB-AMM-39 | Amman-Zarqa Metro | C-RAN | 41 | 6 | 31 | 5 | 19.7 | 27.6 | 40 | 16.2 | 29.6
HUB-AMM-40 | Amman-Zarqa Metro | C-RAN | 54 | 8 | 41 | 6 | 24.7 | 34.6 | 50 | 21.6 | 37.6
HUB-AMM-41 | Amman-Zarqa Metro | C-RAN | 50 | 7 | 38 | 6 | 23.2 | 32.5 | 50 | 31.7 | 52.7
HUB-AMM-42 | Amman-Zarqa Metro | C-RAN | 33 | 5 | 25 | 5 | 16.7 | 23.4 | 30 | 14.1 | 26.3
HUB-AMM-43 | Amman-Zarqa Metro | Pre-aggregation | 36 | 5 | 0 | 2 | 4.2 | 5.9 | 10 | 9.1 | 18.8
HUB-AMM-44 | Amman-Zarqa Metro | C-RAN | 44 | 7 | 33 | 5 | 20.7 | 29 | 40 | 18.7 | 33.3
HUB-AMM-45 | Amman-Zarqa Metro | C-RAN | 46 | 7 | 35 | 5 | 21.7 | 30.4 | 40 | 22.6 | 39
HUB-AMM-46 | Amman-Zarqa Metro | C-RAN | 48 | 7 | 36 | 5 | 22.2 | 31.1 | 40 | 16.8 | 30.4
HUB-AMM-47 | Amman-Zarqa Metro | C-RAN | 48 | 7 | 36 | 5 | 22.2 | 31.1 | 40 | 20.4 | 35.9
HUB-AMM-48 | Amman-Zarqa Metro | Pre-aggregation | 35 | 5 | 0 | 2 | 4.2 | 5.9 | 10 | 8.8 | 18.4
HUB-AMM-49 | Amman-Zarqa Metro | C-RAN | 38 | 6 | 29 | 5 | 18.7 | 26.2 | 40 | 16.2 | 29.5
HUB-AMM-50 | Amman-Zarqa Metro | Pre-aggregation | 34 | 5 | 0 | 2 | 4.2 | 5.9 | 10 | 9.3 | 19.1
HUB-AMM-51 | Amman-Zarqa Metro | C-RAN | 36 | 5 | 27 | 5 | 17.7 | 24.8 | 40 | 13.6 | 25.6
HUB-AMM-52 | Amman-Zarqa Metro | C-RAN | 54 | 8 | 41 | 6 | 24.7 | 34.6 | 50 | 31.6 | 52.6
HUB-AMM-53 | Amman-Zarqa Metro | Pre-aggregation | 37 | 6 | 0 | 2 | 4.2 | 5.9 | 10 | 9.3 | 19.2
HUB-AMM-54 | Amman-Zarqa Metro | C-RAN | 38 | 6 | 29 | 5 | 18.7 | 26.2 | 40 | 15.7 | 28.7
HUB-AMM-55 | Amman-Zarqa Metro | Pre-aggregation | 40 | 6 | 0 | 2 | 4.2 | 5.9 | 10 | 10.1 | 20.3
HUB-AMM-56 | Amman-Zarqa Metro | C-RAN | 49 | 7 | 37 | 6 | 22.7 | 31.8 | 40 | 20.9 | 36.5
HUB-AMM-57 | Amman-Zarqa Metro | C-RAN | 51 | 8 | 39 | 6 | 23.7 | 33.2 | 50 | 21.7 | 37.8
HUB-AMM-58 | Amman-Zarqa Metro | Pre-aggregation | 36 | 5 | 0 | 2 | 4.2 | 5.9 | 10 | 11.2 | 21.9
HUB-AMM-59 | Amman-Zarqa Metro | C-RAN | 45 | 7 | 34 | 5 | 21.2 | 29.7 | 40 | 25.4 | 43.3
HUB-AMM-60 | Amman-Zarqa Metro | C-RAN | 37 | 6 | 28 | 5 | 18.2 | 25.5 | 40 | 13.3 | 25.2
HUB-AMM-61 | Amman-Zarqa Metro | C-RAN | 39 | 6 | 30 | 5 | 19.2 | 26.9 | 40 | 14.4 | 26.7
HUB-AMM-62 | Amman-Zarqa Metro | C-RAN | 46 | 7 | 35 | 5 | 21.7 | 30.4 | 40 | 18.4 | 32.8
HUB-AMM-63 | Amman-Zarqa Metro | C-RAN | 33 | 5 | 25 | 5 | 16.7 | 23.4 | 30 | 14.1 | 26.3
HUB-AMM-64 | Amman-Zarqa Metro | C-RAN | 43 | 6 | 33 | 5 | 20.7 | 29 | 40 | 19.8 | 34.9
HUB-AMM-65 | Amman-Zarqa Metro | C-RAN | 37 | 6 | 28 | 5 | 18.2 | 25.5 | 40 | 15.1 | 27.8
HUB-AMM-66 | Amman-Zarqa Metro | C-RAN | 42 | 6 | 32 | 5 | 20.2 | 28.3 | 40 | 15.8 | 28.9
HUB-AMM-67 | Amman-Zarqa Metro | Pre-aggregation | 32 | 5 | 0 | 2 | 4.2 | 5.9 | 10 | 8.1 | 17.3
HUB-AMM-68 | Amman-Zarqa Metro | Pre-aggregation | 33 | 5 | 0 | 2 | 4.2 | 5.9 | 10 | 8.3 | 17.7
HUB-AMM-69 | Amman-Zarqa Metro | C-RAN | 55 | 8 | 42 | 6 | 25.2 | 35.3 | 50 | 38.6 | 63.1
HUB-AMM-70 | Amman-Zarqa Metro | C-RAN | 48 | 7 | 36 | 5 | 22.2 | 31.1 | 40 | 19.9 | 35.1
HUB-AMM-71 | Amman-Zarqa Metro | Pre-aggregation | 29 | 4 | 0 | 2 | 4.2 | 5.9 | 10 | 9 | 18.8
HUB-AMM-72 | Amman-Zarqa Metro | C-RAN | 39 | 6 | 30 | 5 | 19.2 | 26.9 | 40 | 14 | 26.2
HUB-AMM-73 | Amman-Zarqa Metro | Pre-aggregation | 46 | 7 | 0 | 2 | 4.2 | 5.9 | 10 | 11.6 | 22.6
HUB-AMM-74 | Amman-Zarqa Metro | Pre-aggregation | 26 | 4 | 0 | 2 | 4.2 | 5.9 | 10 | 6.9 | 15.6
HUB-AMM-75 | Amman-Zarqa Metro | Pre-aggregation | 37 | 6 | 0 | 2 | 4.2 | 5.9 | 10 | 9.3 | 19.2
HUB-AMM-76 | Amman-Zarqa Metro | Pre-aggregation | 33 | 5 | 0 | 2 | 4.2 | 5.9 | 10 | 10.8 | 21.3
HUB-AMM-77 | Amman-Zarqa Metro | C-RAN | 41 | 6 | 31 | 5 | 19.7 | 27.6 | 40 | 17.5 | 31.4
HUB-AMM-78 | Amman-Zarqa Metro | Pre-aggregation | 55 | 8 | 0 | 2 | 4.2 | 5.9 | 10 | 13.9 | 26
HUB-AMM-79 | Amman-Zarqa Metro | C-RAN | 41 | 6 | 31 | 5 | 19.7 | 27.6 | 40 | 17.5 | 31.4
HUB-AMM-80 | Amman-Zarqa Metro | Pre-aggregation | 50 | 7 | 0 | 2 | 4.2 | 5.9 | 10 | 12.6 | 24.1
HUB-AMM-81 | Amman-Zarqa Metro | Pre-aggregation | 41 | 6 | 0 | 2 | 4.2 | 5.9 | 10 | 13.8 | 25.9
HUB-AMM-82 | Amman-Zarqa Metro | C-RAN | 48 | 7 | 36 | 5 | 22.2 | 31.1 | 40 | 34.7 | 57.3
HUB-AMM-83 | Amman-Zarqa Metro | C-RAN | 48 | 7 | 36 | 5 | 22.2 | 31.1 | 40 | 20.7 | 36.3
HUB-AMM-84 | Amman-Zarqa Metro | Pre-aggregation | 30 | 5 | 0 | 2 | 4.2 | 5.9 | 10 | 9.6 | 19.7
HUB-AMM-85 | Amman-Zarqa Metro | C-RAN | 35 | 5 | 27 | 5 | 17.7 | 24.8 | 40 | 14.9 | 27.6
HUB-AMM-86 | Amman-Zarqa Metro | C-RAN | 47 | 7 | 36 | 5 | 22.2 | 31.1 | 40 | 18.3 | 32.6
HUB-AQB-01 | Aqaba | Pre-aggregation | 34 | 5 | 0 | 2 | 4.2 | 5.9 | 10 | 8.6 | 18.1
HUB-AQB-02 | Aqaba | Pre-aggregation | 24 | 4 | 0 | 2 | 4.2 | 5.9 | 10 | 6 | 14.3
HUB-AQB-03 | Aqaba | C-RAN | 52 | 8 | 39 | 6 | 23.7 | 33.2 | 50 | 21.1 | 36.9
HUB-AQB-04 | Aqaba | Pre-aggregation | 18 | 3 | 0 | 2 | 4.2 | 5.9 | 10 | 4.5 | 12
HUB-AQB-05 | Aqaba | C-RAN | 57 | 8 | 43 | 6 | 25.7 | 36 | 50 | 23.6 | 40.6
HUB-AQB-06 | Aqaba | C-RAN | 52 | 8 | 39 | 6 | 23.7 | 33.2 | 50 | 21.8 | 37.9
HUB-AQB-07 | Aqaba | Pre-aggregation | 14 | 2 | 0 | 2 | 4.2 | 5.9 | 10 | 3.5 | 10.5
HUB-AZR-01 | Azraq | Pre-aggregation | 32 | 5 | 0 | 2 | 4.2 | 5.9 | 10 | 8.1 | 17.3
HUB-DEA-01 | Dead Sea | Pre-aggregation | 19 | 3 | 0 | 2 | 4.2 | 5.9 | 10 | 4.8 | 12.4
HUB-DEI-01 | Deir Alla | Pre-aggregation | 24 | 4 | 0 | 2 | 4.2 | 5.9 | 10 | 6 | 14.3
HUB-GHO-01 | Ghor Safi | Pre-aggregation | 23 | 4 | 0 | 2 | 4.2 | 5.9 | 10 | 5.8 | 13.9
HUB-IRB-01 | Irbid | C-RAN | 38 | 6 | 29 | 5 | 18.7 | 26.2 | 40 | 23.6 | 40.6
HUB-IRB-02 | Irbid | Pre-aggregation | 28 | 4 | 0 | 2 | 4.2 | 5.9 | 10 | 7.1 | 15.8
HUB-IRB-03 | Irbid | C-RAN | 35 | 5 | 27 | 5 | 17.7 | 24.8 | 40 | 13.7 | 25.7
HUB-IRB-04 | Irbid | C-RAN | 38 | 6 | 29 | 5 | 18.7 | 26.2 | 40 | 13.2 | 25
HUB-IRB-05 | Irbid | C-RAN | 38 | 6 | 29 | 5 | 18.7 | 26.2 | 40 | 18.3 | 32.6
HUB-IRB-06 | Irbid | C-RAN | 60 | 9 | 45 | 6 | 26.7 | 37.4 | 50 | 20.9 | 36.5
HUB-IRB-07 | Irbid | C-RAN | 41 | 6 | 31 | 5 | 19.7 | 27.6 | 40 | 17.3 | 31.1
HUB-IRB-08 | Irbid | C-RAN | 41 | 6 | 31 | 5 | 19.7 | 27.6 | 40 | 16.9 | 30.6
HUB-IRB-09 | Irbid | C-RAN | 37 | 6 | 28 | 5 | 18.2 | 25.5 | 40 | 13.2 | 24.9
HUB-IRB-10 | Irbid | Pre-aggregation | 21 | 3 | 0 | 2 | 4.2 | 5.9 | 10 | 5.3 | 13.1
HUB-IRB-11 | Irbid | C-RAN | 44 | 7 | 33 | 5 | 20.7 | 29 | 40 | 18.7 | 33.3
HUB-IRB-12 | Irbid | Pre-aggregation | 27 | 4 | 0 | 2 | 4.2 | 5.9 | 10 | 7 | 15.7
HUB-IRB-13 | Irbid | C-RAN | 71 | 10 | 54 | 7 | 31.2 | 43.7 | 60 | 27.3 | 46.1
HUB-IRB-14 | Irbid | Pre-aggregation | 24 | 4 | 0 | 2 | 4.2 | 5.9 | 10 | 6.4 | 14.8
HUB-IRB-15 | Irbid | C-RAN | 52 | 8 | 39 | 6 | 23.7 | 33.2 | 50 | 30.5 | 50.9
HUB-IRB-16 | Irbid | Pre-aggregation | 33 | 5 | 0 | 2 | 4.2 | 5.9 | 10 | 8.3 | 17.7
HUB-IRB-17 | Irbid | C-RAN | 42 | 6 | 32 | 5 | 20.2 | 28.3 | 40 | 17.9 | 32
HUB-IRB-18 | Irbid | C-RAN | 42 | 6 | 32 | 5 | 20.2 | 28.3 | 40 | 14.6 | 27.1
HUB-IRB-19 | Irbid | Pre-aggregation | 35 | 5 | 0 | 2 | 4.2 | 5.9 | 10 | 11.4 | 22.3
HUB-IRB-20 | Irbid | Pre-aggregation | 26 | 4 | 0 | 2 | 4.2 | 5.9 | 10 | 6.6 | 15
HUB-JER-01 | Jerash | C-RAN | 38 | 6 | 29 | 5 | 18.7 | 26.2 | 40 | 13.4 | 25.3
HUB-JER-02 | Jerash | C-RAN | 40 | 6 | 30 | 5 | 19.2 | 26.9 | 40 | 14.1 | 26.3
HUB-JER-03 | Jerash | C-RAN | 39 | 6 | 30 | 5 | 19.2 | 26.9 | 40 | 13.7 | 25.7
HUB-KAR-01 | Karak | Pre-aggregation | 34 | 5 | 0 | 2 | 4.2 | 5.9 | 10 | 11.4 | 22.2
HUB-KAR-02 | Karak | C-RAN | 35 | 5 | 27 | 5 | 17.7 | 24.8 | 40 | 12.3 | 23.7
HUB-KAR-03 | Karak | C-RAN | 38 | 6 | 29 | 5 | 18.7 | 26.2 | 40 | 13.9 | 26.1
HUB-MA-01 | Ma'an | C-RAN | 35 | 5 | 27 | 5 | 17.7 | 24.8 | 40 | 12.5 | 23.9
HUB-MA-02 | Ma'an | C-RAN | 35 | 5 | 27 | 5 | 17.7 | 24.8 | 40 | 13.2 | 25
HUB-MA-03 | Ma'an | C-RAN | 35 | 5 | 27 | 5 | 17.7 | 24.8 | 40 | 12.6 | 24.2
HUB-MA-04 | Ma'an | C-RAN | 32 | 5 | 24 | 4 | 16.2 | 22.7 | 30 | 11.2 | 22
HUB-MAD-01 | Madaba | C-RAN | 36 | 5 | 27 | 5 | 17.7 | 24.8 | 40 | 12.6 | 24
HUB-MAD-02 | Madaba | C-RAN | 41 | 6 | 31 | 5 | 19.7 | 27.6 | 40 | 15.2 | 28
HUB-MAD-03 | Madaba | C-RAN | 39 | 6 | 30 | 5 | 19.2 | 26.9 | 40 | 14.4 | 26.7
HUB-MAD-04 | Madaba | C-RAN | 42 | 6 | 32 | 5 | 20.2 | 28.3 | 40 | 15.5 | 28.4
HUB-MAF-01 | Mafraq | C-RAN | 31 | 5 | 24 | 4 | 16.2 | 22.7 | 30 | 10.8 | 21.4
HUB-MAF-02 | Mafraq | C-RAN | 36 | 5 | 27 | 5 | 17.7 | 24.8 | 40 | 13.2 | 25.1
HUB-MAF-03 | Mafraq | C-RAN | 36 | 5 | 27 | 5 | 17.7 | 24.8 | 40 | 13.1 | 24.8
HUB-MAF-04 | Mafraq | C-RAN | 35 | 5 | 27 | 5 | 17.7 | 24.8 | 40 | 12.5 | 23.9
HUB-MAF-05 | Mafraq | C-RAN | 39 | 6 | 30 | 5 | 19.2 | 26.9 | 40 | 15.9 | 29.1
HUB-MUT-01 | Mutah-Mazar | Pre-aggregation | 36 | 5 | 0 | 2 | 4.2 | 5.9 | 10 | 9.1 | 18.8
HUB-NOR-01 | North Shuna | Pre-aggregation | 20 | 3 | 0 | 2 | 4.2 | 5.9 | 10 | 5 | 12.8
HUB-SAL-01 | Salt | C-RAN | 35 | 5 | 27 | 5 | 17.7 | 24.8 | 40 | 12.6 | 24.2
HUB-SAL-02 | Salt | C-RAN | 35 | 5 | 27 | 5 | 17.7 | 24.8 | 40 | 12.6 | 24.2
HUB-SAL-03 | Salt | C-RAN | 31 | 5 | 24 | 4 | 16.2 | 22.7 | 30 | 10.9 | 21.6
HUB-SAL-04 | Salt | C-RAN | 36 | 5 | 27 | 5 | 17.7 | 24.8 | 40 | 12.6 | 24
HUB-SOU-01 | South Shuna | Pre-aggregation | 23 | 4 | 0 | 2 | 4.2 | 5.9 | 10 | 5.8 | 13.9
HUB-TAF-01 | Tafilah | Pre-aggregation | 30 | 5 | 0 | 2 | 4.2 | 5.9 | 10 | 10.2 | 20.5
HUB-TAF-02 | Tafilah | C-RAN | 42 | 6 | 32 | 5 | 20.2 | 28.3 | 40 | 15.5 | 28.4
HUB-WAD-01 | Wadi Musa / Petra | Pre-aggregation | 34 | 5 | 0 | 2 | 4.2 | 5.9 | 10 | 11.4 | 22.2
HUB-WAD-02 | Wadi Musa / Petra | C-RAN | 31 | 5 | 24 | 4 | 16.2 | 22.7 | 30 | 11.6 | 22.7

## core_nf_sizing
network_function | dimensioning_driver | driver_unit | capacity_per_instance | instances_per_DC_N+1 | vCPU_per_DC
AMF | 3,573,770 | registered subs | 2,000,000 | 4 | 2560
SMF | 5,718,032 | PDU sessions | 3,000,000 | 4 | 2880
AUSF + UDM | 4,204,435 | provisioned subs | 5,000,000 | 3 | 1440
UDR (subscriber DB) | 4,204,435 | provisioned subs, 3 replicas | 10,000,000 | 2 | 1920
PCF + BSF | 5,718,032 | policy sessions | 3,000,000 | 4 | 2240
CHF (charging) | 5,718,032 | charging sessions | 4,000,000 | 4 | 2560
NRF + NSSF + SCP | 167,967 | SBI transactions/s (≈ 6 per procedure) | 60,000 | 5 | 1600
NEF + NWDAF | 4,204,435 | exposure / analytics | 10,000,000 | 2 | 960
IMS (P/I/S-CSCF, TAS, MRF, SBC) | 2,522,661 | VoNR subs | 1,500,000 | 4 | 4400
SEPP + roaming / interconnect GW | 210,222 | roamers | 1,000,000 | 2 | 480
SMSF + CBCF (SMS, public warning) | 4,204,435 | subs | 10,000,000 | 2 | 400
OSS, observability, LI mediation, security | 4,204,435 | platform | 5,000,000 | 3 | 2700

## core_site_sizing
site | user_plane_share | peak_Gbps | UPF_servers_N+1 | control_plane_servers | total_servers | racks | IT_load_kW | 400GE_ports_to_transport
DC1 Amman West | 27.5 % | 822 | 8 | 315 | 323 | 23 | 254 | 6
DC2 Amman East | 27.5 % | 822 | 8 | 315 | 323 | 23 | 254 | 6
Amman Centre edge | 8.0 % | 239 | 3 | 0 | 9 | 3 | 19 | 2
Zarqa edge | 7.0 % | 209 | 3 | 0 | 9 | 3 | 19 | 2
Irbid regional DC | 15.0 % | 449 | 5 | 0 | 17 | 4 | 25 | 4
Aqaba regional DC | 8.0 % | 239 | 3 | 0 | 15 | 3 | 23 | 2
Regional PoPs (Karak, Ma'an, Mafraq) | 7.0 % | 209 | 3 | 0 | 9 | 3 | 19 | 2

## transport_hub_ports
hub_id | parent_pop | sites | access_rings | pooled_DUs | 25GE_ports_per_router | 100GE_uplinks_per_router | router_class_x2 | busy_hour_Gbps | peak_Gbps | uplink_utilisation_at_peak
HUB-AJL-01 | POP-AJL | 25 | 4 | 0 | 6 | 2 | HUB-R1 (24×25GE + 4×100GE) | 8.4 | 17.8 | 9 %
HUB-AJL-02 | POP-AJL | 29 | 4 | 22 | 17 | 2 | HUB-R1 (24×25GE + 4×100GE) | 9.9 | 20.1 | 10 %
HUB-AJL-03 | POP-AJL | 27 | 4 | 0 | 6 | 2 | HUB-R1 (24×25GE + 4×100GE) | 9.1 | 18.8 | 9 %
HUB-AMM-01 | POP-ZRQ | 42 | 6 | 32 | 24 | 2 | HUB-R1 (24×25GE + 4×100GE) | 17.9 | 32 | 16 %
HUB-AMM-02 | DC1 | 39 | 6 | 30 | 23 | 2 | HUB-R1 (24×25GE + 4×100GE) | 16.6 | 30.1 | 15 %
HUB-AMM-03 | DC2 | 53 | 8 | 40 | 30 | 2 | HUB-R2 (48×25GE + 8×100GE) | 21.9 | 38 | 19 %
HUB-AMM-04 | DC1 | 36 | 5 | 27 | 21 | 2 | HUB-R1 (24×25GE + 4×100GE) | 15.3 | 28.2 | 14 %
HUB-AMM-05 | POP-AMM-N | 40 | 6 | 30 | 23 | 2 | HUB-R1 (24×25GE + 4×100GE) | 17 | 30.8 | 15 %
HUB-AMM-06 | DC2 | 33 | 5 | 0 | 7 | 2 | HUB-R1 (24×25GE + 4×100GE) | 10.2 | 20.5 | 10 %
HUB-AMM-07 | POP-ZRQ | 48 | 7 | 36 | 27 | 2 | HUB-R2 (48×25GE + 8×100GE) | 20.4 | 35.9 | 18 %
HUB-AMM-08 | POP-ZRQ | 24 | 4 | 0 | 6 | 2 | HUB-R1 (24×25GE + 4×100GE) | 6 | 14.3 | 7 %
HUB-AMM-09 | POP-ZRQ | 19 | 3 | 0 | 5 | 2 | HUB-R1 (24×25GE + 4×100GE) | 5.1 | 12.9 | 6 %
HUB-AMM-10 | DC2 | 28 | 4 | 0 | 6 | 2 | HUB-R1 (24×25GE + 4×100GE) | 7.1 | 15.8 | 8 %
HUB-AMM-11 | POP-AMM-N | 37 | 6 | 28 | 22 | 2 | HUB-R1 (24×25GE + 4×100GE) | 15.8 | 28.8 | 14 %
HUB-AMM-12 | POP-ZRQ | 21 | 3 | 0 | 5 | 2 | HUB-R1 (24×25GE + 4×100GE) | 5.3 | 13.1 | 7 %
HUB-AMM-13 | DC1 | 47 | 7 | 36 | 27 | 2 | HUB-R2 (48×25GE + 8×100GE) | 34 | 56.2 | 28 %
HUB-AMM-14 | POP-AMM-C | 51 | 8 | 39 | 30 | 4 | HUB-R2 (48×25GE + 8×100GE) | 36.9 | 60.5 | 15 %
HUB-AMM-15 | POP-ZRQ | 41 | 6 | 31 | 24 | 2 | HUB-R1 (24×25GE + 4×100GE) | 16.8 | 30.4 | 15 %
HUB-AMM-16 | POP-AMM-S | 49 | 7 | 0 | 9 | 2 | HUB-R1 (24×25GE + 4×100GE) | 12.3 | 23.7 | 12 %
HUB-AMM-17 | POP-ZRQ | 22 | 3 | 0 | 5 | 2 | HUB-R1 (24×25GE + 4×100GE) | 5.9 | 14 | 7 %
HUB-AMM-18 | POP-ZRQ | 19 | 3 | 0 | 5 | 2 | HUB-R1 (24×25GE + 4×100GE) | 5.1 | 12.9 | 6 %
HUB-AMM-19 | DC1 | 41 | 6 | 31 | 24 | 2 | HUB-R1 (24×25GE + 4×100GE) | 15.7 | 28.8 | 14 %
HUB-AMM-20 | POP-AMM-S | 33 | 5 | 0 | 7 | 2 | HUB-R1 (24×25GE + 4×100GE) | 8.7 | 18.2 | 9 %
HUB-AMM-21 | DC2 | 35 | 5 | 0 | 7 | 2 | HUB-R1 (24×25GE + 4×100GE) | 9.7 | 19.7 | 10 %
HUB-AMM-22 | DC1 | 37 | 6 | 28 | 22 | 2 | HUB-R1 (24×25GE + 4×100GE) | 13.5 | 25.4 | 13 %
HUB-AMM-23 | POP-AMM-C | 43 | 6 | 33 | 25 | 2 | HUB-R2 (48×25GE + 8×100GE) | 25.1 | 42.9 | 21 %
HUB-AMM-24 | POP-ZRQ | 42 | 6 | 32 | 24 | 2 | HUB-R1 (24×25GE + 4×100GE) | 17.9 | 32 | 16 %
HUB-AMM-25 | DC1 | 39 | 6 | 0 | 8 | 2 | HUB-R1 (24×25GE + 4×100GE) | 9.8 | 19.9 | 10 %
HUB-AMM-26 | POP-ZRQ | 22 | 3 | 0 | 5 | 2 | HUB-R1 (24×25GE + 4×100GE) | 5.5 | 13.5 | 7 %
HUB-AMM-27 | DC1 | 36 | 5 | 27 | 21 | 2 | HUB-R1 (24×25GE + 4×100GE) | 15.3 | 28.2 | 14 %
HUB-AMM-28 | DC2 | 61 | 9 | 46 | 34 | 4 | HUB-R2 (48×25GE + 8×100GE) | 43.5 | 70.5 | 18 %
HUB-AMM-29 | DC1 | 42 | 6 | 32 | 24 | 2 | HUB-R1 (24×25GE + 4×100GE) | 16 | 29.2 | 15 %
HUB-AMM-30 | POP-AMM-S | 47 | 7 | 0 | 9 | 2 | HUB-R1 (24×25GE + 4×100GE) | 11.8 | 23 | 11 %
HUB-AMM-31 | POP-AMM-S | 35 | 5 | 0 | 7 | 2 | HUB-R1 (24×25GE + 4×100GE) | 8.8 | 18.4 | 9 %
HUB-AMM-32 | POP-AMM-N | 42 | 6 | 0 | 8 | 2 | HUB-R1 (24×25GE + 4×100GE) | 10.6 | 21.1 | 11 %
HUB-AMM-33 | POP-AMM-S | 52 | 8 | 39 | 30 | 2 | HUB-R2 (48×25GE + 8×100GE) | 19.5 | 34.5 | 17 %
HUB-AMM-34 | DC1 | 36 | 5 | 0 | 7 | 2 | HUB-R1 (24×25GE + 4×100GE) | 9.1 | 18.8 | 9 %
HUB-AMM-35 | POP-AMM-S | 43 | 6 | 33 | 25 | 2 | HUB-R2 (48×25GE + 8×100GE) | 18.3 | 32.7 | 16 %
HUB-AMM-36 | POP-AMM-N | 29 | 4 | 22 | 17 | 2 | HUB-R1 (24×25GE + 4×100GE) | 11.7 | 22.7 | 11 %
HUB-AMM-37 | POP-AMM-S | 48 | 7 | 0 | 9 | 2 | HUB-R1 (24×25GE + 4×100GE) | 12.1 | 23.3 | 12 %
HUB-AMM-38 | POP-AMM-C | 44 | 7 | 33 | 26 | 2 | HUB-R2 (48×25GE + 8×100GE) | 29.7 | 49.8 | 25 %
HUB-AMM-39 | DC2 | 41 | 6 | 31 | 24 | 2 | HUB-R1 (24×25GE + 4×100GE) | 16.2 | 29.6 | 15 %
HUB-AMM-40 | POP-AMM-S | 54 | 8 | 41 | 31 | 2 | HUB-R2 (48×25GE + 8×100GE) | 21.6 | 37.6 | 19 %
HUB-AMM-41 | POP-AMM-C | 50 | 7 | 38 | 28 | 2 | HUB-R2 (48×25GE + 8×100GE) | 31.7 | 52.7 | 26 %
HUB-AMM-42 | POP-ZRQ | 33 | 5 | 25 | 20 | 2 | HUB-R1 (24×25GE + 4×100GE) | 14.1 | 26.3 | 13 %
HUB-AMM-43 | DC1 | 36 | 5 | 0 | 7 | 2 | HUB-R1 (24×25GE + 4×100GE) | 9.1 | 18.8 | 9 %
HUB-AMM-44 | POP-AMM-N | 44 | 7 | 33 | 26 | 2 | HUB-R2 (48×25GE + 8×100GE) | 18.7 | 33.3 | 17 %
HUB-AMM-45 | POP-AMM-C | 46 | 7 | 35 | 27 | 2 | HUB-R2 (48×25GE + 8×100GE) | 22.6 | 39 | 20 %
HUB-AMM-46 | POP-AMM-S | 48 | 7 | 36 | 27 | 2 | HUB-R2 (48×25GE + 8×100GE) | 16.8 | 30.4 | 15 %
HUB-AMM-47 | DC2 | 48 | 7 | 36 | 27 | 2 | HUB-R2 (48×25GE + 8×100GE) | 20.4 | 35.9 | 18 %
HUB-AMM-48 | POP-AMM-N | 35 | 5 | 0 | 7 | 2 | HUB-R1 (24×25GE + 4×100GE) | 8.8 | 18.4 | 9 %
HUB-AMM-49 | POP-AMM-N | 38 | 6 | 29 | 23 | 2 | HUB-R1 (24×25GE + 4×100GE) | 16.2 | 29.5 | 15 %
HUB-AMM-50 | DC2 | 34 | 5 | 0 | 7 | 2 | HUB-R1 (24×25GE + 4×100GE) | 9.3 | 19.1 | 10 %
HUB-AMM-51 | POP-AMM-S | 36 | 5 | 27 | 21 | 2 | HUB-R1 (24×25GE + 4×100GE) | 13.6 | 25.6 | 13 %
HUB-AMM-52 | POP-AMM-C | 54 | 8 | 41 | 31 | 2 | HUB-R2 (48×25GE + 8×100GE) | 31.6 | 52.6 | 26 %
HUB-AMM-53 | POP-AMM-N | 37 | 6 | 0 | 8 | 2 | HUB-R1 (24×25GE + 4×100GE) | 9.3 | 19.2 | 10 %
HUB-AMM-54 | DC2 | 38 | 6 | 29 | 23 | 2 | HUB-R1 (24×25GE + 4×100GE) | 15.7 | 28.7 | 14 %
HUB-AMM-55 | POP-AMM-S | 40 | 6 | 0 | 8 | 2 | HUB-R1 (24×25GE + 4×100GE) | 10.1 | 20.3 | 10 %
HUB-AMM-56 | DC2 | 49 | 7 | 37 | 28 | 2 | HUB-R2 (48×25GE + 8×100GE) | 20.9 | 36.5 | 18 %
HUB-AMM-57 | POP-AMM-S | 51 | 8 | 39 | 30 | 2 | HUB-R2 (48×25GE + 8×100GE) | 21.7 | 37.8 | 19 %
HUB-AMM-58 | POP-ZRQ | 36 | 5 | 0 | 7 | 2 | HUB-R1 (24×25GE + 4×100GE) | 11.2 | 21.9 | 11 %
HUB-AMM-59 | DC1 | 45 | 7 | 34 | 26 | 2 | HUB-R2 (48×25GE + 8×100GE) | 25.4 | 43.3 | 22 %
HUB-AMM-60 | POP-ZRQ | 37 | 6 | 28 | 22 | 2 | HUB-R1 (24×25GE + 4×100GE) | 13.3 | 25.2 | 13 %
HUB-AMM-61 | DC1 | 39 | 6 | 30 | 23 | 2 | HUB-R1 (24×25GE + 4×100GE) | 14.4 | 26.7 | 13 %
HUB-AMM-62 | DC2 | 46 | 7 | 35 | 27 | 2 | HUB-R2 (48×25GE + 8×100GE) | 18.4 | 32.8 | 16 %
HUB-AMM-63 | POP-ZRQ | 33 | 5 | 25 | 20 | 2 | HUB-R1 (24×25GE + 4×100GE) | 14.1 | 26.3 | 13 %
HUB-AMM-64 | DC1 | 43 | 6 | 33 | 25 | 2 | HUB-R2 (48×25GE + 8×100GE) | 19.8 | 34.9 | 17 %
HUB-AMM-65 | POP-ZRQ | 37 | 6 | 28 | 22 | 2 | HUB-R1 (24×25GE + 4×100GE) | 15.1 | 27.8 | 14 %
HUB-AMM-66 | POP-AMM-N | 42 | 6 | 32 | 24 | 2 | HUB-R1 (24×25GE + 4×100GE) | 15.8 | 28.9 | 14 %
HUB-AMM-67 | DC1 | 32 | 5 | 0 | 7 | 2 | HUB-R1 (24×25GE + 4×100GE) | 8.1 | 17.3 | 9 %
HUB-AMM-68 | POP-AMM-N | 33 | 5 | 0 | 7 | 2 | HUB-R1 (24×25GE + 4×100GE) | 8.3 | 17.7 | 9 %
HUB-AMM-69 | POP-AMM-C | 55 | 8 | 42 | 31 | 4 | HUB-R2 (48×25GE + 8×100GE) | 38.6 | 63.1 | 16 %
HUB-AMM-70 | POP-ZRQ | 48 | 7 | 36 | 27 | 2 | HUB-R2 (48×25GE + 8×100GE) | 19.9 | 35.1 | 18 %
HUB-AMM-71 | POP-AMM-N | 29 | 4 | 0 | 6 | 2 | HUB-R1 (24×25GE + 4×100GE) | 9 | 18.8 | 9 %
HUB-AMM-72 | DC1 | 39 | 6 | 30 | 23 | 2 | HUB-R1 (24×25GE + 4×100GE) | 14 | 26.2 | 13 %
HUB-AMM-73 | POP-AMM-S | 46 | 7 | 0 | 9 | 2 | HUB-R1 (24×25GE + 4×100GE) | 11.6 | 22.6 | 11 %
HUB-AMM-74 | POP-AMM-N | 26 | 4 | 0 | 6 | 2 | HUB-R1 (24×25GE + 4×100GE) | 6.9 | 15.6 | 8 %
HUB-AMM-75 | DC1 | 37 | 6 | 0 | 8 | 2 | HUB-R1 (24×25GE + 4×100GE) | 9.3 | 19.2 | 10 %
HUB-AMM-76 | POP-AMM-N | 33 | 5 | 0 | 7 | 2 | HUB-R1 (24×25GE + 4×100GE) | 10.8 | 21.3 | 11 %
HUB-AMM-77 | POP-ZRQ | 41 | 6 | 31 | 24 | 2 | HUB-R1 (24×25GE + 4×100GE) | 17.5 | 31.4 | 16 %
HUB-AMM-78 | POP-AMM-S | 55 | 8 | 0 | 10 | 2 | HUB-R1 (24×25GE + 4×100GE) | 13.9 | 26 | 13 %
HUB-AMM-79 | POP-AMM-N | 41 | 6 | 31 | 24 | 2 | HUB-R1 (24×25GE + 4×100GE) | 17.5 | 31.4 | 16 %
HUB-AMM-80 | POP-AMM-S | 50 | 7 | 0 | 9 | 2 | HUB-R1 (24×25GE + 4×100GE) | 12.6 | 24.1 | 12 %
HUB-AMM-81 | DC2 | 41 | 6 | 0 | 8 | 2 | HUB-R1 (24×25GE + 4×100GE) | 13.8 | 25.9 | 13 %
HUB-AMM-82 | POP-AMM-C | 48 | 7 | 36 | 27 | 2 | HUB-R2 (48×25GE + 8×100GE) | 34.7 | 57.3 | 29 %
HUB-AMM-83 | DC2 | 48 | 7 | 36 | 27 | 2 | HUB-R2 (48×25GE + 8×100GE) | 20.7 | 36.3 | 18 %
HUB-AMM-84 | POP-ZRQ | 30 | 5 | 0 | 7 | 2 | HUB-R1 (24×25GE + 4×100GE) | 9.6 | 19.7 | 10 %
HUB-AMM-85 | POP-ZRQ | 35 | 5 | 27 | 21 | 2 | HUB-R1 (24×25GE + 4×100GE) | 14.9 | 27.6 | 14 %
HUB-AMM-86 | POP-AMM-N | 47 | 7 | 36 | 27 | 2 | HUB-R2 (48×25GE + 8×100GE) | 18.3 | 32.6 | 16 %
HUB-AQB-01 | POP-AQB | 34 | 5 | 0 | 7 | 2 | HUB-R1 (24×25GE + 4×100GE) | 8.6 | 18.1 | 9 %
HUB-AQB-02 | POP-AQB | 24 | 4 | 0 | 6 | 2 | HUB-R1 (24×25GE + 4×100GE) | 6 | 14.3 | 7 %
HUB-AQB-03 | POP-AQB | 52 | 8 | 39 | 30 | 2 | HUB-R2 (48×25GE + 8×100GE) | 21.1 | 36.9 | 18 %
HUB-AQB-04 | POP-AQB | 18 | 3 | 0 | 5 | 2 | HUB-R1 (24×25GE + 4×100GE) | 4.5 | 12 | 6 %
HUB-AQB-05 | POP-AQB | 57 | 8 | 43 | 32 | 2 | HUB-R2 (48×25GE + 8×100GE) | 23.6 | 40.6 | 20 %
HUB-AQB-06 | POP-AQB | 52 | 8 | 39 | 30 | 2 | HUB-R2 (48×25GE + 8×100GE) | 21.8 | 37.9 | 19 %
HUB-AQB-07 | POP-AQB | 14 | 2 | 0 | 4 | 2 | HUB-R1 (24×25GE + 4×100GE) | 3.5 | 10.5 | 5 %
HUB-AZR-01 | POP-AZR | 32 | 5 | 0 | 7 | 2 | HUB-R1 (24×25GE + 4×100GE) | 8.1 | 17.3 | 9 %
HUB-DEA-01 | POP-DEA | 19 | 3 | 0 | 5 | 2 | HUB-R1 (24×25GE + 4×100GE) | 4.8 | 12.4 | 6 %
HUB-DEI-01 | POP-DEI | 24 | 4 | 0 | 6 | 2 | HUB-R1 (24×25GE + 4×100GE) | 6 | 14.3 | 7 %
HUB-GHO-01 | POP-GHO | 23 | 4 | 0 | 6 | 2 | HUB-R1 (24×25GE + 4×100GE) | 5.8 | 13.9 | 7 %
HUB-IRB-01 | POP-IRB | 38 | 6 | 29 | 23 | 2 | HUB-R1 (24×25GE + 4×100GE) | 23.6 | 40.6 | 20 %
HUB-IRB-02 | POP-IRB | 28 | 4 | 0 | 6 | 2 | HUB-R1 (24×25GE + 4×100GE) | 7.1 | 15.8 | 8 %
HUB-IRB-03 | POP-IRB | 35 | 5 | 27 | 21 | 2 | HUB-R1 (24×25GE + 4×100GE) | 13.7 | 25.7 | 13 %
HUB-IRB-04 | POP-IRB | 38 | 6 | 29 | 23 | 2 | HUB-R1 (24×25GE + 4×100GE) | 13.2 | 25 | 13 %
HUB-IRB-05 | POP-IRB | 38 | 6 | 29 | 23 | 2 | HUB-R1 (24×25GE + 4×100GE) | 18.3 | 32.6 | 16 %
HUB-IRB-06 | POP-IRB | 60 | 9 | 45 | 34 | 2 | HUB-R2 (48×25GE + 8×100GE) | 20.9 | 36.5 | 18 %
HUB-IRB-07 | POP-IRB | 41 | 6 | 31 | 24 | 2 | HUB-R1 (24×25GE + 4×100GE) | 17.3 | 31.1 | 16 %
HUB-IRB-08 | POP-IRB | 41 | 6 | 31 | 24 | 2 | HUB-R1 (24×25GE + 4×100GE) | 16.9 | 30.6 | 15 %
HUB-IRB-09 | POP-IRB | 37 | 6 | 28 | 22 | 2 | HUB-R1 (24×25GE + 4×100GE) | 13.2 | 24.9 | 12 %
HUB-IRB-10 | POP-IRB | 21 | 3 | 0 | 5 | 2 | HUB-R1 (24×25GE + 4×100GE) | 5.3 | 13.1 | 7 %
HUB-IRB-11 | POP-IRB | 44 | 7 | 33 | 26 | 2 | HUB-R2 (48×25GE + 8×100GE) | 18.7 | 33.3 | 17 %
HUB-IRB-12 | POP-IRB | 27 | 4 | 0 | 6 | 2 | HUB-R1 (24×25GE + 4×100GE) | 7 | 15.7 | 8 %
HUB-IRB-13 | POP-IRB | 71 | 10 | 54 | 39 | 2 | HUB-R2 (48×25GE + 8×100GE) | 27.3 | 46.1 | 23 %
HUB-IRB-14 | POP-IRB | 24 | 4 | 0 | 6 | 2 | HUB-R1 (24×25GE + 4×100GE) | 6.4 | 14.8 | 7 %
HUB-IRB-15 | POP-IRB | 52 | 8 | 39 | 30 | 2 | HUB-R2 (48×25GE + 8×100GE) | 30.5 | 50.9 | 25 %
HUB-IRB-16 | POP-IRB | 33 | 5 | 0 | 7 | 2 | HUB-R1 (24×25GE + 4×100GE) | 8.3 | 17.7 | 9 %
HUB-IRB-17 | POP-IRB | 42 | 6 | 32 | 24 | 2 | HUB-R1 (24×25GE + 4×100GE) | 17.9 | 32 | 16 %
HUB-IRB-18 | POP-IRB | 42 | 6 | 32 | 24 | 2 | HUB-R1 (24×25GE + 4×100GE) | 14.6 | 27.1 | 14 %
HUB-IRB-19 | POP-IRB | 35 | 5 | 0 | 7 | 2 | HUB-R1 (24×25GE + 4×100GE) | 11.4 | 22.3 | 11 %
HUB-IRB-20 | POP-IRB | 26 | 4 | 0 | 6 | 2 | HUB-R1 (24×25GE + 4×100GE) | 6.6 | 15 | 8 %
HUB-JER-01 | POP-JER | 38 | 6 | 29 | 23 | 2 | HUB-R1 (24×25GE + 4×100GE) | 13.4 | 25.3 | 13 %
HUB-JER-02 | POP-JER | 40 | 6 | 30 | 23 | 2 | HUB-R1 (24×25GE + 4×100GE) | 14.1 | 26.3 | 13 %
HUB-JER-03 | POP-JER | 39 | 6 | 30 | 23 | 2 | HUB-R1 (24×25GE + 4×100GE) | 13.7 | 25.7 | 13 %
HUB-KAR-01 | POP-KAR | 34 | 5 | 0 | 7 | 2 | HUB-R1 (24×25GE + 4×100GE) | 11.4 | 22.2 | 11 %
HUB-KAR-02 | POP-KAR | 35 | 5 | 27 | 21 | 2 | HUB-R1 (24×25GE + 4×100GE) | 12.3 | 23.7 | 12 %
HUB-KAR-03 | POP-KAR | 38 | 6 | 29 | 23 | 2 | HUB-R1 (24×25GE + 4×100GE) | 13.9 | 26.1 | 13 %
HUB-MA-01 | POP-MA | 35 | 5 | 27 | 21 | 2 | HUB-R1 (24×25GE + 4×100GE) | 12.5 | 23.9 | 12 %
HUB-MA-02 | POP-MA | 35 | 5 | 27 | 21 | 2 | HUB-R1 (24×25GE + 4×100GE) | 13.2 | 25 | 12 %
HUB-MA-03 | POP-MA | 35 | 5 | 27 | 21 | 2 | HUB-R1 (24×25GE + 4×100GE) | 12.6 | 24.2 | 12 %
HUB-MA-04 | POP-MA | 32 | 5 | 24 | 19 | 2 | HUB-R1 (24×25GE + 4×100GE) | 11.2 | 22 | 11 %
HUB-MAD-01 | POP-MAD | 36 | 5 | 27 | 21 | 2 | HUB-R1 (24×25GE + 4×100GE) | 12.6 | 24 | 12 %
HUB-MAD-02 | POP-MAD | 41 | 6 | 31 | 24 | 2 | HUB-R1 (24×25GE + 4×100GE) | 15.2 | 28 | 14 %
HUB-MAD-03 | POP-MAD | 39 | 6 | 30 | 23 | 2 | HUB-R1 (24×25GE + 4×100GE) | 14.4 | 26.7 | 13 %
HUB-MAD-04 | POP-MAD | 42 | 6 | 32 | 24 | 2 | HUB-R1 (24×25GE + 4×100GE) | 15.5 | 28.4 | 14 %
HUB-MAF-01 | POP-MAF | 31 | 5 | 24 | 19 | 2 | HUB-R1 (24×25GE + 4×100GE) | 10.8 | 21.4 | 11 %
HUB-MAF-02 | POP-MAF | 36 | 5 | 27 | 21 | 2 | HUB-R1 (24×25GE + 4×100GE) | 13.2 | 25.1 | 13 %
HUB-MAF-03 | POP-MAF | 36 | 5 | 27 | 21 | 2 | HUB-R1 (24×25GE + 4×100GE) | 13.1 | 24.8 | 12 %
HUB-MAF-04 | POP-MAF | 35 | 5 | 27 | 21 | 2 | HUB-R1 (24×25GE + 4×100GE) | 12.5 | 23.9 | 12 %
HUB-MAF-05 | POP-MAF | 39 | 6 | 30 | 23 | 2 | HUB-R1 (24×25GE + 4×100GE) | 15.9 | 29.1 | 15 %
HUB-MUT-01 | POP-MUT | 36 | 5 | 0 | 7 | 2 | HUB-R1 (24×25GE + 4×100GE) | 9.1 | 18.8 | 9 %
HUB-NOR-01 | POP-NOR | 20 | 3 | 0 | 5 | 2 | HUB-R1 (24×25GE + 4×100GE) | 5 | 12.8 | 6 %
HUB-SAL-01 | POP-SAL | 35 | 5 | 27 | 21 | 2 | HUB-R1 (24×25GE + 4×100GE) | 12.6 | 24.2 | 12 %
HUB-SAL-02 | POP-SAL | 35 | 5 | 27 | 21 | 2 | HUB-R1 (24×25GE + 4×100GE) | 12.6 | 24.2 | 12 %
HUB-SAL-03 | POP-SAL | 31 | 5 | 24 | 19 | 2 | HUB-R1 (24×25GE + 4×100GE) | 10.9 | 21.6 | 11 %
HUB-SAL-04 | POP-SAL | 36 | 5 | 27 | 21 | 2 | HUB-R1 (24×25GE + 4×100GE) | 12.6 | 24 | 12 %
HUB-SOU-01 | POP-SOU | 23 | 4 | 0 | 6 | 2 | HUB-R1 (24×25GE + 4×100GE) | 5.8 | 13.9 | 7 %
HUB-TAF-01 | POP-TAF | 30 | 5 | 0 | 7 | 2 | HUB-R1 (24×25GE + 4×100GE) | 10.2 | 20.5 | 10 %
HUB-TAF-02 | POP-TAF | 42 | 6 | 32 | 24 | 2 | HUB-R1 (24×25GE + 4×100GE) | 15.5 | 28.4 | 14 %
HUB-WAD-01 | POP-WAD | 34 | 5 | 0 | 7 | 2 | HUB-R1 (24×25GE + 4×100GE) | 11.4 | 22.2 | 11 %
HUB-WAD-02 | POP-WAD | 31 | 5 | 24 | 19 | 2 | HUB-R1 (24×25GE + 4×100GE) | 11.6 | 22.7 | 11 %

## transport_pop_ports
pop | aggregation_rings | 100GE_ports_per_router | 400GE_uplinks_per_router | router_class_x2 | busy_hour_Gbps | peak_Gbps
POP-IRB | 4 | 4 | 2 | POP-R1 (16×100GE + 4×400GE) | 298.1 | 387.5
POP-AMM-C | 2 | 2 | 2 | POP-R1 (16×100GE + 4×400GE) | 250.9 | 326.2
DC1 | 4 | 4 | 2 | POP-R1 (16×100GE + 4×400GE) | 245.4 | 319
POP-ZRQ | 4 | 4 | 2 | POP-R1 (16×100GE + 4×400GE) | 235.7 | 306.4
DC2 | 3 | 3 | 2 | POP-R1 (16×100GE + 4×400GE) | 227.8 | 296.1
POP-AMM-S | 3 | 3 | 2 | POP-R1 (16×100GE + 4×400GE) | 213.5 | 277.5
POP-AMM-N | 3 | 3 | 2 | POP-R1 (16×100GE + 4×400GE) | 194.7 | 253.1
POP-AQB | 2 | 2 | 2 | POP-R1 (16×100GE + 4×400GE) | 89.2 | 115.9
POP-MAF | 1 | 1 | 2 | POP-R1 (16×100GE + 4×400GE) | 65.5 | 85.1
POP-MAD | 1 | 1 | 2 | POP-R1 (16×100GE + 4×400GE) | 57.6 | 74.8
POP-MA | 1 | 1 | 2 | POP-R1 (16×100GE + 4×400GE) | 49.5 | 64.3
POP-SAL | 1 | 1 | 2 | POP-R1 (16×100GE + 4×400GE) | 48.8 | 63.4
POP-JER | 1 | 1 | 2 | POP-R1 (16×100GE + 4×400GE) | 41.1 | 53.5
POP-KAR | 1 | 1 | 2 | POP-R1 (16×100GE + 4×400GE) | 37.6 | 48.9
POP-AJL | 1 | 1 | 2 | POP-R1 (16×100GE + 4×400GE) | 27.4 | 35.6
POP-TAF | 1 | 1 | 2 | POP-R1 (16×100GE + 4×400GE) | 25.6 | 33.3
POP-WAD | 1 | 1 | 2 | POP-R1 (16×100GE + 4×400GE) | 23 | 29.9
POP-MUT | 1 | 1 | 2 | POP-R1 (16×100GE + 4×400GE) | 9.1 | 11.8
POP-AZR | 1 | 1 | 2 | POP-R1 (16×100GE + 4×400GE) | 8.1 | 10.5
POP-DEI | 1 | 1 | 2 | POP-R1 (16×100GE + 4×400GE) | 6 | 7.9
POP-GHO | 1 | 1 | 2 | POP-R1 (16×100GE + 4×400GE) | 5.8 | 7.5
POP-SOU | 1 | 1 | 2 | POP-R1 (16×100GE + 4×400GE) | 5.8 | 7.5
POP-NOR | 1 | 1 | 2 | POP-R1 (16×100GE + 4×400GE) | 5 | 6.6
POP-DEA | 1 | 1 | 2 | POP-R1 (16×100GE + 4×400GE) | 4.8 | 6.2

## transport_agg_ring_optics
ring_id | pop | hubs | route_km | mean_span_km | optic
AGG-POP-AJL-01 | POP-AJL | 3 | 10.5 | 2.6 | 100G-LR4 (10 km)
AGG-POP-ZRQ-01 | POP-ZRQ | 5 | 34.5 | 5.8 | 100G-LR4 (10 km)
AGG-POP-ZRQ-02 | POP-ZRQ | 5 | 20 | 3.3 | 100G-LR4 (10 km)
AGG-POP-ZRQ-03 | POP-ZRQ | 5 | 25.7 | 4.3 | 100G-LR4 (10 km)
AGG-POP-ZRQ-04 | POP-ZRQ | 4 | 21.9 | 4.4 | 100G-LR4 (10 km)
AGG-DC1-01 | DC1 | 4 | 29.8 | 6 | 100G-LR4 (10 km)
AGG-DC1-02 | DC1 | 4 | 23.5 | 4.7 | 100G-LR4 (10 km)
AGG-DC1-03 | DC1 | 4 | 20.4 | 4.1 | 100G-LR4 (10 km)
AGG-DC1-04 | DC1 | 4 | 26.8 | 5.4 | 100G-LR4 (10 km)
AGG-DC2-01 | DC2 | 5 | 37.7 | 6.3 | 100G-LR4 (10 km)
AGG-DC2-02 | DC2 | 5 | 28.5 | 4.8 | 100G-LR4 (10 km)
AGG-DC2-03 | DC2 | 3 | 15.1 | 3.8 | 100G-LR4 (10 km)
AGG-POP-AMM-N-01 | POP-AMM-N | 5 | 27.9 | 4.6 | 100G-LR4 (10 km)
AGG-POP-AMM-N-02 | POP-AMM-N | 5 | 34 | 5.7 | 100G-LR4 (10 km)
AGG-POP-AMM-N-03 | POP-AMM-N | 5 | 27.7 | 4.6 | 100G-LR4 (10 km)
AGG-POP-AMM-C-01 | POP-AMM-C | 4 | 25.3 | 5.1 | 100G-LR4 (10 km)
AGG-POP-AMM-C-02 | POP-AMM-C | 4 | 13.3 | 2.7 | 100G-LR4 (10 km)
AGG-POP-AMM-S-01 | POP-AMM-S | 5 | 35.4 | 5.9 | 100G-LR4 (10 km)
AGG-POP-AMM-S-02 | POP-AMM-S | 5 | 74.7 | 12.5 | 100G-ER4 (40 km)
AGG-POP-AMM-S-03 | POP-AMM-S | 5 | 36.9 | 6.1 | 100G-LR4 (10 km)
AGG-POP-AQB-01 | POP-AQB | 4 | 55 | 11 | 100G-ER4 (40 km)
AGG-POP-AQB-02 | POP-AQB | 3 | 24.7 | 6.2 | 100G-LR4 (10 km)
AGG-POP-AZR-01 | POP-AZR | 1 | 1.6 | 0.8 | 100G-LR4 (10 km)
AGG-POP-DEA-01 | POP-DEA | 1 | 2.9 | 1.4 | 100G-LR4 (10 km)
AGG-POP-DEI-01 | POP-DEI | 1 | 0.8 | 0.4 | 100G-LR4 (10 km)
AGG-POP-GHO-01 | POP-GHO | 1 | 2.4 | 1.2 | 100G-LR4 (10 km)
AGG-POP-IRB-01 | POP-IRB | 5 | 26.3 | 4.4 | 100G-LR4 (10 km)
AGG-POP-IRB-02 | POP-IRB | 5 | 32.4 | 5.4 | 100G-LR4 (10 km)
AGG-POP-IRB-03 | POP-IRB | 5 | 39.9 | 6.6 | 100G-LR4 (10 km)
AGG-POP-IRB-04 | POP-IRB | 5 | 22.7 | 3.8 | 100G-LR4 (10 km)
AGG-POP-JER-01 | POP-JER | 3 | 10.7 | 2.7 | 100G-LR4 (10 km)
AGG-POP-KAR-01 | POP-KAR | 3 | 11.4 | 2.9 | 100G-LR4 (10 km)
AGG-POP-MA-01 | POP-MA | 4 | 15.9 | 3.2 | 100G-LR4 (10 km)
AGG-POP-MAD-01 | POP-MAD | 4 | 18.3 | 3.7 | 100G-LR4 (10 km)
AGG-POP-MAF-01 | POP-MAF | 5 | 24.2 | 4 | 100G-LR4 (10 km)
AGG-POP-MUT-01 | POP-MUT | 1 | 0.8 | 0.4 | 100G-LR4 (10 km)
AGG-POP-NOR-01 | POP-NOR | 1 | 0.2 | 0.1 | 100G-LR4 (10 km)
AGG-POP-SAL-01 | POP-SAL | 4 | 15.1 | 3 | 100G-LR4 (10 km)
AGG-POP-SOU-01 | POP-SOU | 1 | 0.9 | 0.5 | 100G-LR4 (10 km)
AGG-POP-TAF-01 | POP-TAF | 2 | 6.3 | 2.1 | 100G-LR4 (10 km)
AGG-POP-WAD-01 | POP-WAD | 2 | 5.3 | 1.8 | 100G-LR4 (10 km)

## dwdm_wavelength_plan
route | ring | route_km | design_demand_Gbps | wavelengths_day1 | channel_plan | inline_amplifier_sites_80km | node_type | line_optics
Desert Highway (R15) Amman-Aqaba | Southern ring | 340 | 1340 | 4 | 4 × 400G (of 64 × 75 GHz C-band slots) | 4 | ROADM (2-degree, 3 at junctions) | 400G ZR+/OTN coherent, FlexO
Dead Sea - Wadi Araba (R65) Amman-Aqaba | Southern ring | 337 | 1340 | 4 | 4 × 400G (of 64 × 75 GHz C-band slots) | 4 | ROADM (2-degree, 3 at junctions) | 400G ZR+/OTN coherent, FlexO
Amman-Zarqa-Mafraq-Jaber | Northern ring | 74 | 1039 | 3 | 3 × 400G (of 64 × 75 GHz C-band slots) | 0 | ROADM (2-degree, 3 at junctions) | 400G ZR+/OTN coherent, FlexO
Mafraq-Ramtha-Irbid | Northern ring | 52 | 1039 | 3 | 3 × 400G (of 64 × 75 GHz C-band slots) | 0 | ROADM (2-degree, 3 at junctions) | 400G ZR+/OTN coherent, FlexO
Irbid-Jerash-Amman (R35) | Northern ring | 68 | 1039 | 3 | 3 × 400G (of 64 × 75 GHz C-band slots) | 0 | ROADM (2-degree, 3 at junctions) | 400G ZR+/OTN coherent, FlexO
King's Highway Madaba-Karak-Tafilah-Petra-Ma'an | spur / regional | 241 | 509 | 2 | 2 × 400G (of 64 × 75 GHz C-band slots) | 3 | FOADM / terminal | 400G ZR+/OTN coherent, FlexO
Jordan Valley (R65 north) | spur / regional | 127 | 10 | 2 | 2 × 100G (of 64 × 75 GHz C-band slots) | 1 | FOADM / terminal | 100G coherent
Amman-Salt-Deir Alla | spur / regional | 37 | 145 | 2 | 2 × 100G (of 64 × 75 GHz C-band slots) | 0 | FOADM / terminal | 100G coherent
Irbid-Ajloun-Jerash | spur / regional | 47 | 79 | 2 | 2 × 100G (of 64 × 75 GHz C-band slots) | 0 | FOADM / terminal | 100G coherent
Karak-Qatraneh | spur / regional | 39 | 0 | 2 | 2 × 100G (of 64 × 75 GHz C-band slots) | 0 | FOADM / terminal | 100G coherent
Tafilah-Jurf | spur / regional | 34 | 0 | 2 | 2 × 100G (of 64 × 75 GHz C-band slots) | 0 | FOADM / terminal | 100G coherent
Amman-Azraq (R40) | spur / regional | 112 | 16 | 2 | 2 × 100G (of 64 × 75 GHz C-band slots) | 1 | FOADM / terminal | 100G coherent
Zarqa-Azraq-Safawi | spur / regional | 137 | 0 | 2 | 2 × 100G (of 64 × 75 GHz C-band slots) | 1 | FOADM / terminal | 100G coherent
Mafraq-Safawi-Ruwaished (R10) | spur / regional | 302 | 0 | 2 | 2 × 100G (of 64 × 75 GHz C-band slots) | 3 | FOADM / terminal | 100G coherent
Quweira-Wadi Rum | spur / regional | 32 | 0 | 2 | 2 × 100G (of 64 × 75 GHz C-band slots) | 0 | FOADM / terminal | 100G coherent

## microwave_links
site | far_end_fiber_site | hop_km | radio_configuration | capacity | dish_m | antenna_gain_dBi | free_space_loss_dB | RSL_dBm | fade_margin_dB | rain_attenuation_0.01pct_dB | availability_99.99 | terrain_line_of_sight | clearance_m_vs_0.6F1
RUR-R-0002 | RUR-R-0001 | 4.3 | E-band + 18 GHz multiband (carrier-bonded) | 10 Gbps clear-sky / 1 Gbps guaranteed | 0.9 | 42 | 130.1 | -27.2 | 34.8 | 7.3 | OK | LOS | 31
RUR-R-0003 | RUR-R-0005 | 7.7 | 18 GHz XPIC 2+0, 2 × 112 MHz, 2048-QAM | 2.0 Gbps | 1.2 | 44.5 | 135.3 | -25.3 | 34.7 | 11.8 | OK | LOS | 10
RUR-R-0004 | RUR-R-0008 | 4 | E-band + 18 GHz multiband (carrier-bonded) | 10 Gbps clear-sky / 1 Gbps guaranteed | 0.9 | 42 | 129.6 | -26.6 | 35.4 | 6.9 | OK | LOS | 26
RUR-R-0006 | RUR-R-0005 | 4.5 | E-band + 18 GHz multiband (carrier-bonded) | 10 Gbps clear-sky / 1 Gbps guaranteed | 0.9 | 42 | 130.7 | -27.7 | 34.3 | 7.7 | OK | LOS | 39
RUR-R-0007 | RUR-R-0008 | 4.3 | E-band + 18 GHz multiband (carrier-bonded) | 10 Gbps clear-sky / 1 Gbps guaranteed | 0.9 | 42 | 130.1 | -27.2 | 34.8 | 7.3 | OK | LOS | 41
RUR-R-0010 | RUR-R-0011 | 4 | E-band + 18 GHz multiband (carrier-bonded) | 10 Gbps clear-sky / 1 Gbps guaranteed | 0.9 | 42 | 129.6 | -26.6 | 35.4 | 6.9 | OK | BLOCKED by 4 m: raise antennas or relay | -4
RUR-R-0013 | RUR-R-0008 | 4.4 | E-band + 18 GHz multiband (carrier-bonded) | 10 Gbps clear-sky / 1 Gbps guaranteed | 0.9 | 42 | 130.5 | -27.5 | 34.5 | 7.5 | OK | LOS | 24
RUR-R-0015 | RUR-R-0011 | 4.2 | E-band + 18 GHz multiband (carrier-bonded) | 10 Gbps clear-sky / 1 Gbps guaranteed | 0.9 | 42 | 130 | -27 | 35 | 7.2 | OK | LOS | 32
RUR-R-0016 | RUR-R-0012 | 4.6 | E-band + 18 GHz multiband (carrier-bonded) | 10 Gbps clear-sky / 1 Gbps guaranteed | 0.9 | 42 | 130.8 | -27.9 | 34.1 | 7.8 | OK | LOS | 40
RUR-R-0017 | RUR-R-0012 | 8 | 18 GHz XPIC 2+0, 2 × 112 MHz, 2048-QAM | 2.0 Gbps | 1.2 | 44.5 | 135.6 | -25.6 | 34.4 | 12.1 | OK | LOS | 0
RUR-R-0018 | RUR-R-0014 | 4.3 | E-band + 18 GHz multiband (carrier-bonded) | 10 Gbps clear-sky / 1 Gbps guaranteed | 0.9 | 42 | 130.2 | -27.2 | 34.8 | 7.3 | OK | LOS | 9
RUR-R-0019 | RUR-R-0012 | 7.5 | 18 GHz XPIC 2+0, 2 × 112 MHz, 2048-QAM | 2.0 Gbps | 1.2 | 44.5 | 135.1 | -25.1 | 34.9 | 11.6 | OK | LOS | 48
RUR-R-0020 | RUR-R-0012 | 9.4 | 18 GHz XPIC 2+0, 2 × 112 MHz, 2048-QAM | 2.0 Gbps | 1.2 | 44.5 | 137 | -27 | 33 | 13.6 | OK | LOS | 43
RUR-R-0021 | HWY-HW-0012 | 12.6 | 18 GHz XPIC 2+0, 2 × 112 MHz, 2048-QAM | 2.0 Gbps | 1.2 | 44.5 | 139.5 | -29.6 | 30.4 | 16.7 | OK | LOS | 48
RUR-R-0022 | TAF-SU-0065 | 3.8 | E-band + 18 GHz multiband (carrier-bonded) | 10 Gbps clear-sky / 1 Gbps guaranteed | 0.9 | 42 | 129.2 | -26.2 | 35.8 | 6.6 | OK | LOS | 20
RUR-R-0023 | TAF-SU-0065 | 7.6 | 18 GHz XPIC 2+0, 2 × 112 MHz, 2048-QAM | 2.0 Gbps | 1.2 | 44.5 | 135.2 | -25.2 | 34.8 | 11.6 | OK | LOS | 3
RUR-R-0024 | RUR-R-0035 | 11.1 | 18 GHz XPIC 2+0, 2 × 112 MHz, 2048-QAM | 2.0 Gbps | 1.2 | 44.5 | 138.5 | -28.5 | 31.5 | 15.4 | OK | BLOCKED by 68 m: raise antennas or relay | -68
RUR-R-0025 | RUR-R-0012 | 13.6 | 18 GHz XPIC 2+0, 2 × 112 MHz, 2048-QAM | 2.0 Gbps | 1.2 | 44.5 | 140.2 | -30.3 | 29.7 | 17.6 | OK | BLOCKED by 102 m: raise antennas or relay | -102
RUR-R-0026 | HWY-HW-0011 | 12.7 | 18 GHz XPIC 2+0, 2 × 112 MHz, 2048-QAM | 2.0 Gbps | 1.2 | 44.5 | 139.6 | -29.7 | 30.3 | 16.9 | OK | LOS | 4
RUR-R-0027 | RUR-R-0028 | 3.4 | E-band + 18 GHz multiband (carrier-bonded) | 10 Gbps clear-sky / 1 Gbps guaranteed | 0.9 | 42 | 128.3 | -25.3 | 36.7 | 6 | OK | BLOCKED by 146 m: raise antennas or relay | -146
RUR-R-0029 | RUR-R-0035 | 4.1 | E-band + 18 GHz multiband (carrier-bonded) | 10 Gbps clear-sky / 1 Gbps guaranteed | 0.9 | 42 | 129.8 | -26.8 | 35.2 | 7 | OK | LOS | 44
RUR-R-0030 | RUR-R-0035 | 7.3 | 18 GHz XPIC 2+0, 2 × 112 MHz, 2048-QAM | 2.0 Gbps | 1.2 | 44.5 | 134.8 | -24.8 | 35.2 | 11.3 | OK | LOS | 76
RUR-R-0031 | RUR-R-0035 | 11.3 | 18 GHz XPIC 2+0, 2 × 112 MHz, 2048-QAM | 2.0 Gbps | 1.2 | 44.5 | 138.6 | -28.6 | 31.4 | 15.5 | OK | LOS | 23
RUR-R-0032 | HWY-HW-0011 | 15.1 | 18 GHz XPIC 2+0, 2 × 112 MHz, 2048-QAM | 2.0 Gbps | 1.2 | 44.5 | 141.1 | -31.2 | 28.8 | 18.8 | OK | LOS | 2
RUR-R-0033 | HWY-HW-0010 | 10.9 | 18 GHz XPIC 2+0, 2 × 112 MHz, 2048-QAM | 2.0 Gbps | 1.2 | 44.5 | 138.3 | -28.3 | 31.7 | 15.2 | OK | LOS | 10
RUR-R-0034 | RUR-R-0028 | 4.5 | E-band + 18 GHz multiband (carrier-bonded) | 10 Gbps clear-sky / 1 Gbps guaranteed | 0.9 | 42 | 130.6 | -27.6 | 34.4 | 7.6 | OK | BLOCKED by 34 m: raise antennas or relay | -34
RUR-R-0036 | RUR-R-0035 | 3.7 | E-band + 18 GHz multiband (carrier-bonded) | 10 Gbps clear-sky / 1 Gbps guaranteed | 0.9 | 42 | 128.9 | -26 | 36 | 6.4 | OK | BLOCKED by 8 m: raise antennas or relay | -8
RUR-R-0037 | RUR-R-0035 | 8.2 | 18 GHz XPIC 2+0, 2 × 112 MHz, 2048-QAM | 2.0 Gbps | 1.2 | 44.5 | 135.8 | -25.9 | 34.1 | 12.3 | OK | LOS | 34
RUR-R-0038 | RUR-R-0035 | 13.5 | 18 GHz XPIC 2+0, 2 × 112 MHz, 2048-QAM | 2.0 Gbps | 1.2 | 44.5 | 140.2 | -30.2 | 29.8 | 17.6 | OK | LOS | 83
RUR-R-0039 | HWY-HW-0010 | 13.6 | 18 GHz XPIC 2+0, 2 × 112 MHz, 2048-QAM | 2.0 Gbps | 1.2 | 44.5 | 140.2 | -30.2 | 29.8 | 17.6 | OK | BLOCKED by 2 m: raise antennas or relay | -2
RUR-R-0040 | HWY-HW-0010 | 9.9 | 18 GHz XPIC 2+0, 2 × 112 MHz, 2048-QAM | 2.0 Gbps | 1.2 | 44.5 | 137.4 | -27.5 | 32.5 | 14.1 | OK | LOS | 28
RUR-R-0041 | RUR-R-0035 | 8 | 18 GHz XPIC 2+0, 2 × 112 MHz, 2048-QAM | 2.0 Gbps | 1.2 | 44.5 | 135.7 | -25.7 | 34.3 | 12.2 | OK | BLOCKED by 78 m: raise antennas or relay | -78
RUR-R-0042 | RUR-R-0035 | 4.4 | E-band + 18 GHz multiband (carrier-bonded) | 10 Gbps clear-sky / 1 Gbps guaranteed | 0.9 | 42 | 130.4 | -27.4 | 34.6 | 7.4 | OK | BLOCKED by 5 m: raise antennas or relay | -5
RUR-R-0043 | RUR-R-0035 | 4.5 | E-band + 18 GHz multiband (carrier-bonded) | 10 Gbps clear-sky / 1 Gbps guaranteed | 0.9 | 42 | 130.6 | -27.6 | 34.4 | 7.6 | OK | LOS | 43
RUR-R-0044 | RUR-R-0035 | 7.6 | 18 GHz XPIC 2+0, 2 × 112 MHz, 2048-QAM | 2.0 Gbps | 1.2 | 44.5 | 135.2 | -25.2 | 34.8 | 11.7 | OK | LOS | 67
RUR-R-0045 | MUT-SU-0003 | 10.5 | 18 GHz XPIC 2+0, 2 × 112 MHz, 2048-QAM | 2.0 Gbps | 1.2 | 44.5 | 138 | -28 | 32 | 14.8 | OK | LOS | 5
RUR-R-0046 | MUT-SU-0003 | 14.3 | 18 GHz XPIC 2+0, 2 × 112 MHz, 2048-QAM | 2.0 Gbps | 1.2 | 44.5 | 140.7 | -30.7 | 29.3 | 18.2 | OK | LOS | 10
RUR-R-0047 | HWY-HW-0009 | 12.8 | 18 GHz XPIC 2+0, 2 × 112 MHz, 2048-QAM | 2.0 Gbps | 1.2 | 44.5 | 139.7 | -29.7 | 30.3 | 17 | OK | LOS | 43
RUR-R-0048 | RUR-R-0049 | 4.5 | E-band + 18 GHz multiband (carrier-bonded) | 10 Gbps clear-sky / 1 Gbps guaranteed | 0.9 | 42 | 130.6 | -27.7 | 34.3 | 7.6 | OK | BLOCKED by 83 m: raise antennas or relay | -83
RUR-R-0050 | RUR-R-0049 | 4.2 | E-band + 18 GHz multiband (carrier-bonded) | 10 Gbps clear-sky / 1 Gbps guaranteed | 0.9 | 42 | 130.1 | -27.1 | 34.9 | 7.2 | OK | BLOCKED by 8 m: raise antennas or relay | -8
RUR-R-0051 | MUT-SU-0003 | 6 | E-band + 18 GHz multiband (carrier-bonded) | 10 Gbps clear-sky / 1 Gbps guaranteed | 0.9 | 42 | 133.1 | -30.1 | 31.9 | 9.7 | OK | LOS | 11
RUR-R-0052 | MUT-SU-0003 | 9.4 | 18 GHz XPIC 2+0, 2 × 112 MHz, 2048-QAM | 2.0 Gbps | 1.2 | 44.5 | 137 | -27 | 33 | 13.6 | OK | LOS | 6
RUR-R-0053 | MUT-SU-0019 | 13.2 | 18 GHz XPIC 2+0, 2 × 112 MHz, 2048-QAM | 2.0 Gbps | 1.2 | 44.5 | 139.9 | -30 | 30 | 17.2 | OK | BLOCKED by 18 m: raise antennas or relay | -18
RUR-R-0054 | HWY-HW-0009 | 10.2 | 18 GHz XPIC 2+0, 2 × 112 MHz, 2048-QAM | 2.0 Gbps | 1.2 | 44.5 | 137.7 | -27.7 | 32.3 | 14.5 | OK | LOS | 6
RUR-R-0055 | RUR-R-0049 | 3.7 | E-band + 18 GHz multiband (carrier-bonded) | 10 Gbps clear-sky / 1 Gbps guaranteed | 0.9 | 42 | 128.8 | -25.9 | 36.1 | 6.4 | OK | BLOCKED by 24 m: raise antennas or relay | -24
RUR-R-0056 | MUT-SU-0019 | 6.3 | E-band + 18 GHz multiband (carrier-bonded) | 10 Gbps clear-sky / 1 Gbps guaranteed | 0.9 | 42 | 133.6 | -30.6 | 31.4 | 10.1 | OK | LOS | 12
RUR-R-0057 | MUT-SU-0019 | 9.5 | 18 GHz XPIC 2+0, 2 × 112 MHz, 2048-QAM | 2.0 Gbps | 1.2 | 44.5 | 137.1 | -27.2 | 32.8 | 13.8 | OK | BLOCKED by 20 m: raise antennas or relay | -20
RUR-R-0058 | HWY-HW-0008 | 13.7 | 18 GHz XPIC 2+0, 2 × 112 MHz, 2048-QAM | 2.0 Gbps | 1.2 | 44.5 | 140.3 | -30.3 | 29.7 | 17.7 | OK | BLOCKED by 74 m: raise antennas or relay | -74
RUR-R-0059 | MUT-SU-0025 | 7.1 | 18 GHz XPIC 2+0, 2 × 112 MHz, 2048-QAM | 2.0 Gbps | 1.2 | 44.5 | 134.6 | -24.6 | 35.4 | 11.1 | OK | BLOCKED by 307 m: raise antennas or relay | -307
RUR-R-0060 | MUT-SU-0025 | 2.6 | E-band 80 GHz 1+0, 2 GHz channel | 10 Gbps | 0.6 | 51.4 | 138.9 | -22 | 36 | 24.2 | OK | LOS | 27
RUR-R-0061 | MUT-SU-0019 | 3 | E-band + 18 GHz multiband (carrier-bonded) | 10 Gbps clear-sky / 1 Gbps guaranteed | 0.9 | 42 | 127.2 | -24.2 | 37.8 | 5.4 | OK | LOS | 23
RUR-R-0062 | MUT-SU-0019 | 8.1 | 18 GHz XPIC 2+0, 2 × 112 MHz, 2048-QAM | 2.0 Gbps | 1.2 | 44.5 | 135.7 | -25.7 | 34.3 | 12.2 | OK | LOS | 18
RUR-R-0063 | RUR-R-0078 | 11.5 | 18 GHz XPIC 2+0, 2 × 112 MHz, 2048-QAM | 2.0 Gbps | 1.2 | 44.5 | 138.8 | -28.8 | 31.2 | 15.7 | OK | LOS | 2
RUR-R-0064 | HWY-HW-0008 | 12 | 18 GHz XPIC 2+0, 2 × 112 MHz, 2048-QAM | 2.0 Gbps | 1.2 | 44.5 | 139.1 | -29.1 | 30.9 | 16.2 | OK | BLOCKED by 7 m: raise antennas or relay | -7
RUR-R-0065 | MUT-SU-0030 | 6 | E-band + 18 GHz multiband (carrier-bonded) | 10 Gbps clear-sky / 1 Gbps guaranteed | 0.9 | 42 | 133.1 | -30.1 | 31.9 | 9.6 | OK | BLOCKED by 152 m: raise antennas or relay | -152
RUR-R-0066 | KAR-SU-0062 | 3.2 | E-band + 18 GHz multiband (carrier-bonded) | 10 Gbps clear-sky / 1 Gbps guaranteed | 0.9 | 42 | 127.6 | -24.6 | 37.4 | 5.6 | OK | LOS | 29
RUR-R-0067 | MUT-SU-0036 | 3.2 | E-band + 18 GHz multiband (carrier-bonded) | 10 Gbps clear-sky / 1 Gbps guaranteed | 0.9 | 42 | 127.7 | -24.7 | 37.3 | 5.7 | OK | LOS | 25
RUR-R-0068 | KAR-SU-0075 | 6 | E-band + 18 GHz multiband (carrier-bonded) | 10 Gbps clear-sky / 1 Gbps guaranteed | 0.9 | 42 | 133.2 | -30.2 | 31.8 | 9.7 | OK | LOS | 30
RUR-R-0069 | RUR-R-0078 | 8.1 | 18 GHz XPIC 2+0, 2 × 112 MHz, 2048-QAM | 2.0 Gbps | 1.2 | 44.5 | 135.7 | -25.8 | 34.2 | 12.2 | OK | LOS | 38
RUR-R-0070 | RUR-R-0078 | 9.7 | 18 GHz XPIC 2+0, 2 × 112 MHz, 2048-QAM | 2.0 Gbps | 1.2 | 44.5 | 137.3 | -27.4 | 32.6 | 14 | OK | LOS | 47
RUR-R-0071 | HWY-HW-0007 | 10.2 | 18 GHz XPIC 2+0, 2 × 112 MHz, 2048-QAM | 2.0 Gbps | 1.2 | 44.5 | 137.7 | -27.7 | 32.3 | 14.5 | OK | BLOCKED by 25 m: raise antennas or relay | -25
RUR-R-0072 | KAR-SU-0070 | 6.6 | E-band + 18 GHz multiband (carrier-bonded) | 10 Gbps clear-sky / 1 Gbps guaranteed | 0.9 | 42 | 133.9 | -30.9 | 31.1 | 10.4 | OK | BLOCKED by 163 m: raise antennas or relay | -163
RUR-R-0073 | RUR-R-0078 | 4.1 | E-band + 18 GHz multiband (carrier-bonded) | 10 Gbps clear-sky / 1 Gbps guaranteed | 0.9 | 42 | 129.7 | -26.8 | 35.2 | 7 | OK | LOS | 21
RUR-R-0074 | RUR-R-0078 | 5.2 | E-band + 18 GHz multiband (carrier-bonded) | 10 Gbps clear-sky / 1 Gbps guaranteed | 0.9 | 42 | 131.9 | -29 | 33 | 8.7 | OK | LOS | 41
RUR-R-0075 | RUR-R-0086 | 7.9 | 18 GHz XPIC 2+0, 2 × 112 MHz, 2048-QAM | 2.0 Gbps | 1.2 | 44.5 | 135.5 | -25.5 | 34.5 | 12 | OK | LOS | 9
RUR-R-0076 | KAR-SU-0088 | 4.1 | E-band + 18 GHz multiband (carrier-bonded) | 10 Gbps clear-sky / 1 Gbps guaranteed | 0.9 | 42 | 129.9 | -26.9 | 35.1 | 7.1 | OK | BLOCKED by 6 m: raise antennas or relay | -6
RUR-R-0079 | RUR-R-0086 | 4.1 | E-band + 18 GHz multiband (carrier-bonded) | 10 Gbps clear-sky / 1 Gbps guaranteed | 0.9 | 42 | 129.7 | -26.8 | 35.2 | 7 | OK | LOS | 32
RUR-R-0080 | HWY-HW-0073 | 4.5 | E-band + 18 GHz multiband (carrier-bonded) | 10 Gbps clear-sky / 1 Gbps guaranteed | 0.9 | 42 | 130.7 | -27.7 | 34.3 | 7.7 | OK | LOS | 31
RUR-R-0081 | RUR-R-0082 | 4 | E-band + 18 GHz multiband (carrier-bonded) | 10 Gbps clear-sky / 1 Gbps guaranteed | 0.9 | 42 | 129.6 | -26.6 | 35.4 | 6.9 | OK | BLOCKED by 213 m: raise antennas or relay | -213
RUR-R-0083 | RUR-R-0089 | 4.3 | E-band + 18 GHz multiband (carrier-bonded) | 10 Gbps clear-sky / 1 Gbps guaranteed | 0.9 | 42 | 130.2 | -27.2 | 34.8 | 7.3 | OK | LOS | 39
RUR-R-0084 | RUR-R-0077 | 4.5 | E-band + 18 GHz multiband (carrier-bonded) | 10 Gbps clear-sky / 1 Gbps guaranteed | 0.9 | 42 | 130.6 | -27.6 | 34.4 | 7.6 | OK | LOS | 27
RUR-R-0085 | RUR-R-0086 | 4 | E-band + 18 GHz multiband (carrier-bonded) | 10 Gbps clear-sky / 1 Gbps guaranteed | 0.9 | 42 | 129.6 | -26.6 | 35.4 | 6.9 | OK | LOS | 32
RUR-R-0087 | RUR-R-0082 | 8 | 18 GHz XPIC 2+0, 2 × 112 MHz, 2048-QAM | 2.0 Gbps | 1.2 | 44.5 | 135.6 | -25.6 | 34.4 | 12.1 | OK | BLOCKED by 41 m: raise antennas or relay | -41
RUR-R-0088 | RUR-R-0082 | 4.5 | E-band + 18 GHz multiband (carrier-bonded) | 10 Gbps clear-sky / 1 Gbps guaranteed | 0.9 | 42 | 130.6 | -27.6 | 34.4 | 7.6 | OK | BLOCKED by 41 m: raise antennas or relay | -41
RUR-R-0090 | RUR-R-0089 | 4 | E-band + 18 GHz multiband (carrier-bonded) | 10 Gbps clear-sky / 1 Gbps guaranteed | 0.9 | 42 | 129.5 | -26.5 | 35.5 | 6.8 | OK | LOS | 33
RUR-R-0091 | RUR-R-0086 | 7.3 | 18 GHz XPIC 2+0, 2 × 112 MHz, 2048-QAM | 2.0 Gbps | 1.2 | 44.5 | 134.9 | -24.9 | 35.1 | 11.3 | OK | LOS | 6
RUR-R-0092 | RUR-R-0086 | 4.5 | E-band + 18 GHz multiband (carrier-bonded) | 10 Gbps clear-sky / 1 Gbps guaranteed | 0.9 | 42 | 130.6 | -27.6 | 34.4 | 7.6 | OK | LOS | 43
RUR-R-0093 | RUR-R-0086 | 5.1 | E-band + 18 GHz multiband (carrier-bonded) | 10 Gbps clear-sky / 1 Gbps guaranteed | 0.9 | 42 | 131.7 | -28.8 | 33.2 | 8.5 | OK | LOS | 27
RUR-R-0094 | RUR-R-0089 | 7.6 | 18 GHz XPIC 2+0, 2 × 112 MHz, 2048-QAM | 2.0 Gbps | 1.2 | 44.5 | 135.1 | -25.1 | 34.9 | 11.6 | OK | BLOCKED by 30 m: raise antennas or relay | -30
RUR-R-0095 | RUR-R-0096 | 4 | E-band + 18 GHz multiband (carrier-bonded) | 10 Gbps clear-sky / 1 Gbps guaranteed | 0.9 | 42 | 129.5 | -26.5 | 35.5 | 6.8 | OK | LOS | 41
RUR-R-0097 | RUR-R-0096 | 4.5 | E-band + 18 GHz multiband (carrier-bonded) | 10 Gbps clear-sky / 1 Gbps guaranteed | 0.9 | 42 | 130.6 | -27.6 | 34.4 | 7.6 | OK | LOS | 38
RUR-R-0098 | RUR-R-0086 | 8.7 | 18 GHz XPIC 2+0, 2 × 112 MHz, 2048-QAM | 2.0 Gbps | 1.2 | 44.5 | 136.4 | -26.4 | 33.6 | 12.9 | OK | BLOCKED by 34 m: raise antennas or relay | -34
RUR-R-0099 | RUR-R-0086 | 7.8 | 18 GHz XPIC 2+0, 2 × 112 MHz, 2048-QAM | 2.0 Gbps | 1.2 | 44.5 | 135.4 | -25.4 | 34.6 | 11.9 | OK | LOS | 17
RUR-R-0100 | HWY-HW-0039 | 8.1 | 18 GHz XPIC 2+0, 2 × 112 MHz, 2048-QAM | 2.0 Gbps | 1.2 | 44.5 | 135.7 | -25.7 | 34.3 | 12.2 | OK | BLOCKED by 305 m: raise antennas or relay | -305
RUR-R-0101 | RUR-R-0096 | 7.6 | 18 GHz XPIC 2+0, 2 × 112 MHz, 2048-QAM | 2.0 Gbps | 1.2 | 44.5 | 135.2 | -25.2 | 34.8 | 11.7 | OK | LOS | 42
RUR-R-0102 | RUR-R-0096 | 4.5 | E-band + 18 GHz multiband (carrier-bonded) | 10 Gbps clear-sky / 1 Gbps guaranteed | 0.9 | 42 | 130.6 | -27.6 | 34.4 | 7.6 | OK | LOS | 37
RUR-R-0103 | RUR-R-0096 | 4.8 | E-band + 18 GHz multiband (carrier-bonded) | 10 Gbps clear-sky / 1 Gbps guaranteed | 0.9 | 42 | 131.2 | -28.2 | 33.8 | 8 | OK | LOS | 36
RUR-R-0104 | RUR-R-0096 | 7.9 | 18 GHz XPIC 2+0, 2 × 112 MHz, 2048-QAM | 2.0 Gbps | 1.2 | 44.5 | 135.5 | -25.5 | 34.5 | 12 | OK | LOS | 35
RUR-R-0105 | RUR-R-0086 | 11.6 | 18 GHz XPIC 2+0, 2 × 112 MHz, 2048-QAM | 2.0 Gbps | 1.2 | 44.5 | 138.8 | -28.9 | 31.1 | 15.8 | OK | BLOCKED by 148 m: raise antennas or relay | -148
RUR-R-0106 | HWY-HW-0003 | 11.3 | 18 GHz XPIC 2+0, 2 × 112 MHz, 2048-QAM | 2.0 Gbps | 1.2 | 44.5 | 138.7 | -28.7 | 31.3 | 15.6 | OK | LOS | 25
RUR-R-0107 | RUR-R-0109 | 9 | 18 GHz XPIC 2+0, 2 × 112 MHz, 2048-QAM | 2.0 Gbps | 1.2 | 44.5 | 136.7 | -26.7 | 33.3 | 13.3 | OK | BLOCKED by 97 m: raise antennas or relay | -97
RUR-R-0108 | RUR-R-0109 | 4 | E-band + 18 GHz multiband (carrier-bonded) | 10 Gbps clear-sky / 1 Gbps guaranteed | 0.9 | 42 | 129.6 | -26.6 | 35.4 | 6.9 | OK | BLOCKED by 70 m: raise antennas or relay | -70
RUR-R-0110 | RUR-R-0109 | 4 | E-band + 18 GHz multiband (carrier-bonded) | 10 Gbps clear-sky / 1 Gbps guaranteed | 0.9 | 42 | 129.6 | -26.6 | 35.4 | 6.9 | OK | LOS | 37
RUR-R-0111 | RUR-R-0116 | 7.2 | 18 GHz XPIC 2+0, 2 × 112 MHz, 2048-QAM | 2.0 Gbps | 1.2 | 44.5 | 134.7 | -24.7 | 35.3 | 11.1 | OK | BLOCKED by 12 m: raise antennas or relay | -12
RUR-R-0112 | RUR-R-0116 | 12 | 18 GHz XPIC 2+0, 2 × 112 MHz, 2048-QAM | 2.0 Gbps | 1.2 | 44.5 | 139.1 | -29.1 | 30.9 | 16.2 | OK | LOS | 47
RUR-R-0113 | HWY-HW-0003 | 8.6 | 18 GHz XPIC 2+0, 2 × 112 MHz, 2048-QAM | 2.0 Gbps | 1.2 | 44.5 | 136.2 | -26.3 | 33.7 | 12.8 | OK | LOS | 12
RUR-R-0114 | RUR-R-0109 | 7.7 | 18 GHz XPIC 2+0, 2 × 112 MHz, 2048-QAM | 2.0 Gbps | 1.2 | 44.5 | 135.2 | -25.3 | 34.7 | 11.7 | OK | BLOCKED by 145 m: raise antennas or relay | -145
RUR-R-0115 | RUR-R-0109 | 3.6 | E-band + 18 GHz multiband (carrier-bonded) | 10 Gbps clear-sky / 1 Gbps guaranteed | 0.9 | 42 | 128.7 | -25.7 | 36.3 | 6.3 | OK | LOS | 30
RUR-R-0117 | RUR-R-0116 | 4.2 | E-band + 18 GHz multiband (carrier-bonded) | 10 Gbps clear-sky / 1 Gbps guaranteed | 0.9 | 42 | 130.1 | -27.1 | 34.9 | 7.2 | OK | BLOCKED by 167 m: raise antennas or relay | -167
RUR-R-0118 | RUR-R-0116 | 9.2 | 18 GHz XPIC 2+0, 2 × 112 MHz, 2048-QAM | 2.0 Gbps | 1.2 | 44.5 | 136.9 | -26.9 | 33.1 | 13.5 | OK | LOS | 34
RUR-R-0119 | HWY-HW-0002 | 9.9 | 18 GHz XPIC 2+0, 2 × 112 MHz, 2048-QAM | 2.0 Gbps | 1.2 | 44.5 | 137.4 | -27.5 | 32.5 | 14.1 | OK | LOS | 27
RUR-R-0120 | HWY-HW-0037 | 7.2 | 18 GHz XPIC 2+0, 2 × 112 MHz, 2048-QAM | 2.0 Gbps | 1.2 | 44.5 | 134.7 | -24.7 | 35.3 | 11.2 | OK | BLOCKED by 83 m: raise antennas or relay | -83
RUR-R-0121 | RUR-R-0122 | 4.8 | E-band + 18 GHz multiband (carrier-bonded) | 10 Gbps clear-sky / 1 Gbps guaranteed | 0.9 | 42 | 131.2 | -28.2 | 33.8 | 8.1 | OK | BLOCKED by 0 m: raise antennas or relay | 0
RUR-R-0123 | RUR-R-0116 | 4.3 | E-band + 18 GHz multiband (carrier-bonded) | 10 Gbps clear-sky / 1 Gbps guaranteed | 0.9 | 42 | 130.2 | -27.2 | 34.8 | 7.3 | OK | BLOCKED by 182 m: raise antennas or relay | -182
RUR-R-0124 | RUR-R-0129 | 8.4 | 18 GHz XPIC 2+0, 2 × 112 MHz, 2048-QAM | 2.0 Gbps | 1.2 | 44.5 | 136 | -26 | 34 | 12.5 | OK | LOS | 2
RUR-R-0125 | RUR-R-0116 | 11.8 | 18 GHz XPIC 2+0, 2 × 112 MHz, 2048-QAM | 2.0 Gbps | 1.2 | 44.5 | 139 | -29 | 31 | 16 | OK | LOS | 48
RUR-R-0126 | HWY-HW-0002 | 8.2 | 18 GHz XPIC 2+0, 2 × 112 MHz, 2048-QAM | 2.0 Gbps | 1.2 | 44.5 | 135.9 | -25.9 | 34.1 | 12.4 | OK | LOS | 40
RUR-R-0127 | RUR-R-0122 | 7.6 | 18 GHz XPIC 2+0, 2 × 112 MHz, 2048-QAM | 2.0 Gbps | 1.2 | 44.5 | 135.2 | -25.2 | 34.8 | 11.7 | OK | BLOCKED by 533 m: raise antennas or relay | -533
RUR-R-0128 | RUR-R-0129 | 4.8 | E-band + 18 GHz multiband (carrier-bonded) | 10 Gbps clear-sky / 1 Gbps guaranteed | 0.9 | 42 | 131.1 | -28.1 | 33.9 | 8 | OK | LOS | 40
RUR-R-0130 | RUR-R-0137 | 4.4 | E-band + 18 GHz multiband (carrier-bonded) | 10 Gbps clear-sky / 1 Gbps guaranteed | 0.9 | 42 | 130.4 | -27.5 | 34.5 | 7.5 | OK | LOS | 41
RUR-R-0131 | RUR-R-0137 | 7.2 | 18 GHz XPIC 2+0, 2 × 112 MHz, 2048-QAM | 2.0 Gbps | 1.2 | 44.5 | 134.7 | -24.7 | 35.3 | 11.1 | OK | LOS | 34
RUR-R-0132 | RUR-R-0141 | 7.2 | 18 GHz XPIC 2+0, 2 × 112 MHz, 2048-QAM | 2.0 Gbps | 1.2 | 44.5 | 134.7 | -24.7 | 35.3 | 11.1 | OK | LOS | 25
RUR-R-0133 | RUR-R-0141 | 3.8 | E-band + 18 GHz multiband (carrier-bonded) | 10 Gbps clear-sky / 1 Gbps guaranteed | 0.9 | 42 | 129.1 | -26.1 | 35.9 | 6.5 | OK | LOS | 26
RUR-R-0134 | HWY-HW-0036 | 7.1 | 18 GHz XPIC 2+0, 2 × 112 MHz, 2048-QAM | 2.0 Gbps | 1.2 | 44.5 | 134.6 | -24.6 | 35.4 | 11.1 | OK | BLOCKED by 159 m: raise antennas or relay | -159
RUR-R-0135 | RUR-R-0144 | 7.6 | 18 GHz XPIC 2+0, 2 × 112 MHz, 2048-QAM | 2.0 Gbps | 1.2 | 44.5 | 135.2 | -25.2 | 34.8 | 11.7 | OK | BLOCKED by 158 m: raise antennas or relay | -158
RUR-R-0136 | RUR-R-0144 | 4.4 | E-band + 18 GHz multiband (carrier-bonded) | 10 Gbps clear-sky / 1 Gbps guaranteed | 0.9 | 42 | 130.4 | -27.5 | 34.5 | 7.5 | OK | LOS | 24
RUR-R-0138 | RUR-R-0137 | 4 | E-band + 18 GHz multiband (carrier-bonded) | 10 Gbps clear-sky / 1 Gbps guaranteed | 0.9 | 42 | 129.6 | -26.6 | 35.4 | 6.9 | OK | LOS | 40
RUR-R-0139 | RUR-R-0137 | 8.2 | 18 GHz XPIC 2+0, 2 × 112 MHz, 2048-QAM | 2.0 Gbps | 1.2 | 44.5 | 135.8 | -25.8 | 34.2 | 12.3 | OK | LOS | 2
RUR-R-0140 | RUR-R-0141 | 5.1 | E-band + 18 GHz multiband (carrier-bonded) | 10 Gbps clear-sky / 1 Gbps guaranteed | 0.9 | 42 | 131.6 | -28.6 | 33.4 | 8.4 | OK | LOS | 33
RUR-R-0142 | RUR-R-0144 | 9 | 18 GHz XPIC 2+0, 2 × 112 MHz, 2048-QAM | 2.0 Gbps | 1.2 | 44.5 | 136.6 | -26.6 | 33.4 | 13.2 | OK | LOS | 34
RUR-R-0143 | RUR-R-0144 | 4.6 | E-band + 18 GHz multiband (carrier-bonded) | 10 Gbps clear-sky / 1 Gbps guaranteed | 0.9 | 42 | 130.8 | -27.8 | 34.2 | 7.8 | OK | LOS | 24
RUR-R-0145 | RUR-R-0137 | 4.1 | E-band + 18 GHz multiband (carrier-bonded) | 10 Gbps clear-sky / 1 Gbps guaranteed | 0.9 | 42 | 129.9 | -26.9 | 35.1 | 7.1 | OK | LOS | 34
RUR-R-0146 | RUR-R-0153 | 7.3 | 18 GHz XPIC 2+0, 2 × 112 MHz, 2048-QAM | 2.0 Gbps | 1.2 | 44.5 | 134.8 | -24.9 | 35.1 | 11.3 | OK | LOS | 28
RUR-R-0147 | RUR-R-0141 | 7.8 | 18 GHz XPIC 2+0, 2 × 112 MHz, 2048-QAM | 2.0 Gbps | 1.2 | 44.5 | 135.4 | -25.4 | 34.6 | 11.8 | OK | LOS | 25
RUR-R-0148 | RUR-R-0157 | 5.1 | E-band + 18 GHz multiband (carrier-bonded) | 10 Gbps clear-sky / 1 Gbps guaranteed | 0.9 | 42 | 131.7 | -28.8 | 33.2 | 8.5 | OK | LOS | 19
RUR-R-0150 | HWY-HW-0035 | 7.4 | 18 GHz XPIC 2+0, 2 × 112 MHz, 2048-QAM | 2.0 Gbps | 1.2 | 44.5 | 135 | -25 | 35 | 11.5 | OK | LOS | 22
RUR-R-0151 | RUR-R-0162 | 7 | 18 GHz XPIC 2+0, 2 × 112 MHz, 2048-QAM | 2.0 Gbps | 1.2 | 44.5 | 134.5 | -24.5 | 35.5 | 11 | OK | LOS | 8
RUR-R-0152 | RUR-R-0162 | 3.8 | E-band + 18 GHz multiband (carrier-bonded) | 10 Gbps clear-sky / 1 Gbps guaranteed | 0.9 | 42 | 129.1 | -26.1 | 35.9 | 6.5 | OK | LOS | 39
RUR-R-0154 | RUR-R-0153 | 3.7 | E-band + 18 GHz multiband (carrier-bonded) | 10 Gbps clear-sky / 1 Gbps guaranteed | 0.9 | 42 | 128.9 | -25.9 | 36.1 | 6.4 | OK | LOS | 19
RUR-R-0155 | RUR-R-0166 | 8.1 | 18 GHz XPIC 2+0, 2 × 112 MHz, 2048-QAM | 2.0 Gbps | 1.2 | 44.5 | 135.8 | -25.8 | 34.2 | 12.3 | OK | LOS | 21
RUR-R-0156 | RUR-R-0166 | 4.6 | E-band + 18 GHz multiband (carrier-bonded) | 10 Gbps clear-sky / 1 Gbps guaranteed | 0.9 | 42 | 130.8 | -27.8 | 34.2 | 7.7 | OK | LOS | 20
RUR-R-0158 | RUR-R-0157 | 4.2 | E-band + 18 GHz multiband (carrier-bonded) | 10 Gbps clear-sky / 1 Gbps guaranteed | 0.9 | 42 | 130.1 | -27.1 | 34.9 | 7.2 | OK | LOS | 21
RUR-R-0159 | HWY-HW-0034 | 5.4 | E-band + 18 GHz multiband (carrier-bonded) | 10 Gbps clear-sky / 1 Gbps guaranteed | 0.9 | 42 | 132.2 | -29.2 | 32.8 | 8.9 | OK | LOS | 31
RUR-R-0160 | HWY-HW-0034 | 8.8 | 18 GHz XPIC 2+0, 2 × 112 MHz, 2048-QAM | 2.0 Gbps | 1.2 | 44.5 | 136.4 | -26.4 | 33.6 | 13 | OK | BLOCKED by 153 m: raise antennas or relay | -153
RUR-R-0161 | RUR-R-0162 | 4.5 | E-band + 18 GHz multiband (carrier-bonded) | 10 Gbps clear-sky / 1 Gbps guaranteed | 0.9 | 42 | 130.6 | -27.6 | 34.4 | 7.6 | OK | LOS | 35
RUR-R-0163 | RUR-R-0162 | 4 | E-band + 18 GHz multiband (carrier-bonded) | 10 Gbps clear-sky / 1 Gbps guaranteed | 0.9 | 42 | 129.5 | -26.6 | 35.4 | 6.9 | OK | LOS | 19
RUR-R-0164 | RUR-R-0153 | 7.3 | 18 GHz XPIC 2+0, 2 × 112 MHz, 2048-QAM | 2.0 Gbps | 1.2 | 44.5 | 134.8 | -24.9 | 35.1 | 11.3 | OK | LOS | 36
RUR-R-0165 | RUR-R-0166 | 4.8 | E-band + 18 GHz multiband (carrier-bonded) | 10 Gbps clear-sky / 1 Gbps guaranteed | 0.9 | 42 | 131.1 | -28.2 | 33.8 | 8 | OK | LOS | 27
RUR-R-0167 | RUR-R-0157 | 4.1 | E-band + 18 GHz multiband (carrier-bonded) | 10 Gbps clear-sky / 1 Gbps guaranteed | 0.9 | 42 | 129.9 | -26.9 | 35.1 | 7.1 | OK | LOS | 21
RUR-R-0168 | RUR-R-0157 | 7 | 18 GHz XPIC 2+0, 2 × 112 MHz, 2048-QAM | 2.0 Gbps | 1.2 | 44.5 | 134.5 | -24.5 | 35.5 | 11 | OK | LOS | 8
RUR-R-0169 | HWY-HW-0034 | 6.6 | E-band + 18 GHz multiband (carrier-bonded) | 10 Gbps clear-sky / 1 Gbps guaranteed | 0.9 | 42 | 133.9 | -31 | 31 | 10.4 | OK | LOS | 18
RUR-R-0170 | MAD-SU-0118 | 7.3 | 18 GHz XPIC 2+0, 2 × 112 MHz, 2048-QAM | 2.0 Gbps | 1.2 | 44.5 | 134.8 | -24.8 | 35.2 | 11.2 | OK | BLOCKED by 42 m: raise antennas or relay | -42
RUR-R-0171 | MAD-SU-0104 | 4.6 | E-band + 18 GHz multiband (carrier-bonded) | 10 Gbps clear-sky / 1 Gbps guaranteed | 0.9 | 42 | 130.8 | -27.8 | 34.2 | 7.8 | OK | LOS | 3
RUR-R-0173 | RUR-R-0172 | 3.9 | E-band + 18 GHz multiband (carrier-bonded) | 10 Gbps clear-sky / 1 Gbps guaranteed | 0.9 | 42 | 129.5 | -26.5 | 35.5 | 6.8 | OK | LOS | 19
RUR-R-0174 | RUR-R-0166 | 7.8 | 18 GHz XPIC 2+0, 2 × 112 MHz, 2048-QAM | 2.0 Gbps | 1.2 | 44.5 | 135.3 | -25.4 | 34.6 | 11.8 | OK | LOS | 31
RUR-R-0175 | RUR-R-0176 | 4.2 | E-band + 18 GHz multiband (carrier-bonded) | 10 Gbps clear-sky / 1 Gbps guaranteed | 0.9 | 42 | 130.1 | -27.1 | 34.9 | 7.2 | OK | LOS | 34
RUR-R-0177 | RUR-R-0176 | 4.5 | E-band + 18 GHz multiband (carrier-bonded) | 10 Gbps clear-sky / 1 Gbps guaranteed | 0.9 | 42 | 130.6 | -27.7 | 34.3 | 7.6 | OK | LOS | 38
RUR-R-0178 | AMM-SU-2180 | 9.4 | 18 GHz XPIC 2+0, 2 × 112 MHz, 2048-QAM | 2.0 Gbps | 1.2 | 44.5 | 137.1 | -27.1 | 32.9 | 13.7 | OK | LOS | 29
RUR-R-0179 | DEA-SU-0002 | 3.4 | E-band + 18 GHz multiband (carrier-bonded) | 10 Gbps clear-sky / 1 Gbps guaranteed | 0.9 | 42 | 128.2 | -25.2 | 36.8 | 6 | OK | BLOCKED by 68 m: raise antennas or relay | -68
RUR-R-0180 | MAD-SU-0118 | 7.3 | 18 GHz XPIC 2+0, 2 × 112 MHz, 2048-QAM | 2.0 Gbps | 1.2 | 44.5 | 134.8 | -24.8 | 35.2 | 11.3 | OK | BLOCKED by 63 m: raise antennas or relay | -63
RUR-R-0181 | MAD-SU-0118 | 3.2 | E-band + 18 GHz multiband (carrier-bonded) | 10 Gbps clear-sky / 1 Gbps guaranteed | 0.9 | 42 | 127.5 | -24.5 | 37.5 | 5.6 | OK | LOS | 25
RUR-R-0182 | MAD-SU-0123 | 3.8 | E-band + 18 GHz multiband (carrier-bonded) | 10 Gbps clear-sky / 1 Gbps guaranteed | 0.9 | 42 | 129.1 | -26.1 | 35.9 | 6.5 | OK | BLOCKED by 6 m: raise antennas or relay | -6
RUR-R-0183 | RUR-R-0189 | 4.6 | E-band + 18 GHz multiband (carrier-bonded) | 10 Gbps clear-sky / 1 Gbps guaranteed | 0.9 | 42 | 130.8 | -27.8 | 34.2 | 7.8 | OK | LOS | 34
RUR-R-0184 | AMM-SU-2180 | 4.9 | E-band + 18 GHz multiband (carrier-bonded) | 10 Gbps clear-sky / 1 Gbps guaranteed | 0.9 | 42 | 131.4 | -28.4 | 33.6 | 8.2 | OK | LOS | 29
RUR-R-0185 | AMM-SU-2196 | 9.4 | 18 GHz XPIC 2+0, 2 × 112 MHz, 2048-QAM | 2.0 Gbps | 1.2 | 44.5 | 137 | -27 | 33 | 13.6 | OK | LOS | 30
RUR-R-0186 | DEA-SU-0017 | 5.5 | E-band + 18 GHz multiband (carrier-bonded) | 10 Gbps clear-sky / 1 Gbps guaranteed | 0.9 | 42 | 132.4 | -29.4 | 32.6 | 9.1 | OK | BLOCKED by 31 m: raise antennas or relay | -31
RUR-R-0187 | MAD-SU-0131 | 5.4 | E-band + 18 GHz multiband (carrier-bonded) | 10 Gbps clear-sky / 1 Gbps guaranteed | 0.9 | 42 | 132.1 | -29.2 | 32.8 | 8.8 | OK | BLOCKED by 34 m: raise antennas or relay | -34
RUR-R-0188 | RUR-R-0189 | 4.2 | E-band + 18 GHz multiband (carrier-bonded) | 10 Gbps clear-sky / 1 Gbps guaranteed | 0.9 | 42 | 130.1 | -27.1 | 34.9 | 7.2 | OK | LOS | 39
RUR-R-0190 | AMM-SU-2196 | 6.3 | E-band + 18 GHz multiband (carrier-bonded) | 10 Gbps clear-sky / 1 Gbps guaranteed | 0.9 | 42 | 133.5 | -30.5 | 31.5 | 10 | OK | LOS | 30
RUR-R-0191 | RUR-R-0212 | 7.8 | 18 GHz XPIC 2+0, 2 × 112 MHz, 2048-QAM | 2.0 Gbps | 1.2 | 44.5 | 135.4 | -25.4 | 34.6 | 11.9 | OK | LOS | 42
RUR-R-0192 | DEA-SU-0019 | 4.4 | E-band + 18 GHz multiband (carrier-bonded) | 10 Gbps clear-sky / 1 Gbps guaranteed | 0.9 | 42 | 130.5 | -27.5 | 34.5 | 7.5 | OK | LOS | 20
RUR-R-0193 | DEA-SU-0017 | 8 | 18 GHz XPIC 2+0, 2 × 112 MHz, 2048-QAM | 2.0 Gbps | 1.2 | 44.5 | 135.7 | -25.7 | 34.3 | 12.2 | OK | BLOCKED by 51 m: raise antennas or relay | -51
RUR-R-0194 | MAD-SU-0143 | 5 | E-band + 18 GHz multiband (carrier-bonded) | 10 Gbps clear-sky / 1 Gbps guaranteed | 0.9 | 42 | 131.5 | -28.5 | 33.5 | 8.3 | OK | BLOCKED by 16 m: raise antennas or relay | -16
RUR-R-0195 | RUR-R-0206 | 4.6 | E-band + 18 GHz multiband (carrier-bonded) | 10 Gbps clear-sky / 1 Gbps guaranteed | 0.9 | 42 | 130.8 | -27.8 | 34.2 | 7.8 | OK | LOS | 26
RUR-R-0196 | RUR-R-0189 | 3.7 | E-band + 18 GHz multiband (carrier-bonded) | 10 Gbps clear-sky / 1 Gbps guaranteed | 0.9 | 42 | 128.8 | -25.8 | 36.2 | 6.4 | OK | LOS | 25
RUR-R-0198 | RUR-R-0211 | 4.4 | E-band + 18 GHz multiband (carrier-bonded) | 10 Gbps clear-sky / 1 Gbps guaranteed | 0.9 | 42 | 130.3 | -27.4 | 34.6 | 7.4 | OK | LOS | 32
RUR-R-0199 | RUR-R-0211 | 4 | E-band + 18 GHz multiband (carrier-bonded) | 10 Gbps clear-sky / 1 Gbps guaranteed | 0.9 | 42 | 129.6 | -26.6 | 35.4 | 6.9 | OK | LOS | 18
RUR-R-0200 | HWY-HW-0075 | 4 | E-band + 18 GHz multiband (carrier-bonded) | 10 Gbps clear-sky / 1 Gbps guaranteed | 0.9 | 42 | 129.6 | -26.6 | 35.4 | 6.9 | OK | LOS | 37
RUR-R-0202 | RUR-R-0201 | 4.5 | E-band + 18 GHz multiband (carrier-bonded) | 10 Gbps clear-sky / 1 Gbps guaranteed | 0.9 | 42 | 130.6 | -27.6 | 34.4 | 7.6 | OK | LOS | 44
RUR-R-0203 | RUR-R-0216 | 4.1 | E-band + 18 GHz multiband (carrier-bonded) | 10 Gbps clear-sky / 1 Gbps guaranteed | 0.9 | 42 | 129.9 | -26.9 | 35.1 | 7.1 | OK | LOS | 2
RUR-R-0204 | RUR-R-0216 | 4.4 | E-band + 18 GHz multiband (carrier-bonded) | 10 Gbps clear-sky / 1 Gbps guaranteed | 0.9 | 42 | 130.4 | -27.5 | 34.5 | 7.5 | OK | BLOCKED by 25 m: raise antennas or relay | -25
RUR-R-0205 | RUR-R-0206 | 4.3 | E-band + 18 GHz multiband (carrier-bonded) | 10 Gbps clear-sky / 1 Gbps guaranteed | 0.9 | 42 | 130.2 | -27.2 | 34.8 | 7.3 | OK | LOS | 9
RUR-R-0207 | AMM-SU-2238 | 3.8 | E-band + 18 GHz multiband (carrier-bonded) | 10 Gbps clear-sky / 1 Gbps guaranteed | 0.9 | 42 | 129.3 | -26.3 | 35.7 | 6.7 | OK | LOS | 12
RUR-R-0209 | AMM-SU-2226 | 3.4 | E-band + 18 GHz multiband (carrier-bonded) | 10 Gbps clear-sky / 1 Gbps guaranteed | 0.9 | 42 | 128.2 | -25.2 | 36.8 | 6 | OK | LOS | 19
RUR-R-0210 | AMM-SU-2254 | 4.6 | E-band + 18 GHz multiband (carrier-bonded) | 10 Gbps clear-sky / 1 Gbps guaranteed | 0.9 | 42 | 130.9 | -27.9 | 34.1 | 7.8 | OK | LOS | 31
RUR-R-0213 | RUR-R-0201 | 4.1 | E-band + 18 GHz multiband (carrier-bonded) | 10 Gbps clear-sky / 1 Gbps guaranteed | 0.9 | 42 | 129.9 | -26.9 | 35.1 | 7.1 | OK | LOS | 35
RUR-R-0217 | RUR-R-0216 | 4.7 | E-band + 18 GHz multiband (carrier-bonded) | 10 Gbps clear-sky / 1 Gbps guaranteed | 0.9 | 42 | 131.1 | -28.1 | 33.9 | 8 | OK | BLOCKED by 118 m: raise antennas or relay | -118
RUR-R-0218 | AMM-SU-2351 | 3.7 | E-band + 18 GHz multiband (carrier-bonded) | 10 Gbps clear-sky / 1 Gbps guaranteed | 0.9 | 42 | 129 | -26 | 36 | 6.5 | OK | LOS | 30
RUR-R-0220 | RUR-R-0219 | 4.5 | E-band + 18 GHz multiband (carrier-bonded) | 10 Gbps clear-sky / 1 Gbps guaranteed | 0.9 | 42 | 130.6 | -27.6 | 34.4 | 7.6 | OK | LOS | 40
RUR-R-0221 | RUR-R-0212 | 4.5 | E-band + 18 GHz multiband (carrier-bonded) | 10 Gbps clear-sky / 1 Gbps guaranteed | 0.9 | 42 | 130.6 | -27.6 | 34.4 | 7.6 | OK | LOS | 15
RUR-R-0222 | SOU-SU-0003 | 2.8 | E-band 80 GHz 1+0, 2 GHz channel | 10 Gbps | 0.6 | 51.4 | 139.3 | -22.5 | 35.5 | 25.4 | OK | BLOCKED by 41 m: raise antennas or relay | -41
RUR-R-0223 | RUR-R-0215 | 3.8 | E-band + 18 GHz multiband (carrier-bonded) | 10 Gbps clear-sky / 1 Gbps guaranteed | 0.9 | 42 | 129.1 | -26.1 | 35.9 | 6.5 | OK | LOS | 9
RUR-R-0224 | RUR-R-0216 | 4.3 | E-band + 18 GHz multiband (carrier-bonded) | 10 Gbps clear-sky / 1 Gbps guaranteed | 0.9 | 42 | 130.1 | -27.1 | 34.9 | 7.3 | OK | BLOCKED by 67 m: raise antennas or relay | -67
RUR-R-0225 | AMM-SU-2566 | 4.4 | E-band + 18 GHz multiband (carrier-bonded) | 10 Gbps clear-sky / 1 Gbps guaranteed | 0.9 | 42 | 130.4 | -27.4 | 34.6 | 7.4 | OK | LOS | 33
RUR-R-0226 | RUR-R-0219 | 7.7 | 18 GHz XPIC 2+0, 2 × 112 MHz, 2048-QAM | 2.0 Gbps | 1.2 | 44.5 | 135.2 | -25.3 | 34.7 | 11.7 | OK | BLOCKED by 27 m: raise antennas or relay | -27
RUR-R-0227 | HWY-HW-0075 | 9.6 | 18 GHz XPIC 2+0, 2 × 112 MHz, 2048-QAM | 2.0 Gbps | 1.2 | 44.5 | 137.2 | -27.2 | 32.8 | 13.8 | OK | LOS | 38
RUR-R-0228 | SOU-SU-0016 | 3.9 | E-band + 18 GHz multiband (carrier-bonded) | 10 Gbps clear-sky / 1 Gbps guaranteed | 0.9 | 42 | 129.3 | -26.4 | 35.6 | 6.7 | OK | LOS | 31
RUR-R-0229 | AMM-SU-2639 | 3.7 | E-band + 18 GHz multiband (carrier-bonded) | 10 Gbps clear-sky / 1 Gbps guaranteed | 0.9 | 42 | 129 | -26 | 36 | 6.5 | OK | BLOCKED by 25 m: raise antennas or relay | -25
RUR-R-0230 | AMM-SU-2681 | 4.9 | E-band + 18 GHz multiband (carrier-bonded) | 10 Gbps clear-sky / 1 Gbps guaranteed | 0.9 | 42 | 131.4 | -28.4 | 33.6 | 8.2 | OK | LOS | 1
RUR-R-0231 | AMM-SU-2738 | 8.9 | 18 GHz XPIC 2+0, 2 × 112 MHz, 2048-QAM | 2.0 Gbps | 1.2 | 44.5 | 136.5 | -26.6 | 33.4 | 13.1 | OK | LOS | 11
RUR-R-0232 | RUR-R-0249 | 12.7 | 18 GHz XPIC 2+0, 2 × 112 MHz, 2048-QAM | 2.0 Gbps | 1.2 | 44.5 | 139.6 | -29.7 | 30.3 | 16.8 | OK | LOS | 19
RUR-R-0234 | SOU-SU-0021 | 4.4 | E-band + 18 GHz multiband (carrier-bonded) | 10 Gbps clear-sky / 1 Gbps guaranteed | 0.9 | 42 | 130.5 | -27.5 | 34.5 | 7.5 | OK | BLOCKED by 59 m: raise antennas or relay | -59
RUR-R-0235 | AMM-SU-2764 | 5 | E-band + 18 GHz multiband (carrier-bonded) | 10 Gbps clear-sky / 1 Gbps guaranteed | 0.9 | 42 | 131.6 | -28.6 | 33.4 | 8.4 | OK | LOS | 31
RUR-R-0236 | AMM-SU-2738 | 6.4 | E-band + 18 GHz multiband (carrier-bonded) | 10 Gbps clear-sky / 1 Gbps guaranteed | 0.9 | 42 | 133.7 | -30.7 | 31.3 | 10.2 | OK | BLOCKED by 21 m: raise antennas or relay | -21
RUR-R-0237 | RUR-R-0249 | 9.3 | 18 GHz XPIC 2+0, 2 × 112 MHz, 2048-QAM | 2.0 Gbps | 1.2 | 44.5 | 137 | -27 | 33 | 13.6 | OK | LOS | 39
RUR-R-0238 | RUR-R-0249 | 8.3 | 18 GHz XPIC 2+0, 2 × 112 MHz, 2048-QAM | 2.0 Gbps | 1.2 | 44.5 | 136 | -26 | 34 | 12.5 | OK | LOS | 44
RUR-R-0240 | RUR-R-0239 | 3.4 | E-band + 18 GHz multiband (carrier-bonded) | 10 Gbps clear-sky / 1 Gbps guaranteed | 0.9 | 42 | 128.2 | -25.2 | 36.8 | 6 | OK | LOS | 28
RUR-R-0241 | SAL-SU-0083 | 4.9 | E-band + 18 GHz multiband (carrier-bonded) | 10 Gbps clear-sky / 1 Gbps guaranteed | 0.9 | 42 | 131.4 | -28.5 | 33.5 | 8.2 | OK | BLOCKED by 13 m: raise antennas or relay | -13
RUR-R-0242 | AMM-SU-2887 | 3.1 | E-band + 18 GHz multiband (carrier-bonded) | 10 Gbps clear-sky / 1 Gbps guaranteed | 0.9 | 42 | 127.3 | -24.4 | 37.6 | 5.5 | OK | BLOCKED by 2 m: raise antennas or relay | -2
RUR-R-0243 | AMM-SU-2920 | 4.4 | E-band + 18 GHz multiband (carrier-bonded) | 10 Gbps clear-sky / 1 Gbps guaranteed | 0.9 | 42 | 130.5 | -27.5 | 34.5 | 7.5 | OK | LOS | 18
RUR-R-0244 | RUR-R-0249 | 5.1 | E-band + 18 GHz multiband (carrier-bonded) | 10 Gbps clear-sky / 1 Gbps guaranteed | 0.9 | 42 | 131.7 | -28.7 | 33.3 | 8.4 | OK | LOS | 34
RUR-R-0245 | RUR-R-0250 | 4.6 | E-band + 18 GHz multiband (carrier-bonded) | 10 Gbps clear-sky / 1 Gbps guaranteed | 0.9 | 42 | 130.8 | -27.8 | 34.2 | 7.8 | OK | LOS | 41
RUR-R-0247 | SAL-SU-0102 | 4.2 | E-band + 18 GHz multiband (carrier-bonded) | 10 Gbps clear-sky / 1 Gbps guaranteed | 0.9 | 42 | 130.1 | -27.1 | 34.9 | 7.2 | OK | BLOCKED by 125 m: raise antennas or relay | -125
RUR-R-0248 | RUR-R-0253 | 4.2 | E-band + 18 GHz multiband (carrier-bonded) | 10 Gbps clear-sky / 1 Gbps guaranteed | 0.9 | 42 | 130.1 | -27.1 | 34.9 | 7.3 | OK | LOS | 36
RUR-R-0252 | RUR-R-0246 | 3.9 | E-band + 18 GHz multiband (carrier-bonded) | 10 Gbps clear-sky / 1 Gbps guaranteed | 0.9 | 42 | 129.4 | -26.4 | 35.6 | 6.7 | OK | LOS | 37
RUR-R-0254 | RUR-R-0249 | 3.8 | E-band + 18 GHz multiband (carrier-bonded) | 10 Gbps clear-sky / 1 Gbps guaranteed | 0.9 | 42 | 129.1 | -26.1 | 35.9 | 6.5 | OK | LOS | 37
RUR-R-0255 | RUR-R-0250 | 5.1 | E-band + 18 GHz multiband (carrier-bonded) | 10 Gbps clear-sky / 1 Gbps guaranteed | 0.9 | 42 | 131.7 | -28.7 | 33.3 | 8.5 | OK | LOS | 21
RUR-R-0257 | RUR-R-0256 | 4 | E-band + 18 GHz multiband (carrier-bonded) | 10 Gbps clear-sky / 1 Gbps guaranteed | 0.9 | 42 | 129.5 | -26.5 | 35.5 | 6.8 | OK | BLOCKED by 3 m: raise antennas or relay | -3
RUR-R-0258 | RUR-R-0253 | 4.4 | E-band + 18 GHz multiband (carrier-bonded) | 10 Gbps clear-sky / 1 Gbps guaranteed | 0.9 | 42 | 130.4 | -27.5 | 34.5 | 7.5 | OK | LOS | 11
RUR-R-0259 | RUR-R-0253 | 8 | 18 GHz XPIC 2+0, 2 × 112 MHz, 2048-QAM | 2.0 Gbps | 1.2 | 44.5 | 135.6 | -25.7 | 34.3 | 12.1 | OK | LOS | 36
RUR-R-0260 | RUR-R-0256 | 4.5 | E-band + 18 GHz multiband (carrier-bonded) | 10 Gbps clear-sky / 1 Gbps guaranteed | 0.9 | 42 | 130.6 | -27.6 | 34.4 | 7.6 | OK | LOS | 36
RUR-R-0261 | RUR-R-0262 | 4.5 | E-band + 18 GHz multiband (carrier-bonded) | 10 Gbps clear-sky / 1 Gbps guaranteed | 0.9 | 42 | 130.5 | -27.6 | 34.4 | 7.5 | OK | LOS | 9
RUR-R-0263 | RUR-R-0262 | 4 | E-band + 18 GHz multiband (carrier-bonded) | 10 Gbps clear-sky / 1 Gbps guaranteed | 0.9 | 42 | 129.5 | -26.5 | 35.5 | 6.8 | OK | LOS | 1
RUR-R-0264 | AMM-SU-3335 | 4.4 | E-band + 18 GHz multiband (carrier-bonded) | 10 Gbps clear-sky / 1 Gbps guaranteed | 0.9 | 42 | 130.4 | -27.5 | 34.5 | 7.5 | OK | LOS | 52
RUR-R-0265 | AMM-SU-3358 | 2.5 | E-band 80 GHz 1+0, 2 GHz channel | 10 Gbps | 0.6 | 51.4 | 138.5 | -21.7 | 36.3 | 23.2 | OK | LOS | 10
RUR-R-0266 | AMM-SU-3350 | 4.8 | E-band + 18 GHz multiband (carrier-bonded) | 10 Gbps clear-sky / 1 Gbps guaranteed | 0.9 | 42 | 131.1 | -28.1 | 33.9 | 8 | OK | BLOCKED by 29 m: raise antennas or relay | -29
RUR-R-0267 | AMM-SU-3392 | 3.1 | E-band + 18 GHz multiband (carrier-bonded) | 10 Gbps clear-sky / 1 Gbps guaranteed | 0.9 | 42 | 127.3 | -24.3 | 37.7 | 5.5 | OK | LOS | 26
RUR-R-0268 | AMM-SU-3386 | 5.8 | E-band + 18 GHz multiband (carrier-bonded) | 10 Gbps clear-sky / 1 Gbps guaranteed | 0.9 | 42 | 132.8 | -29.8 | 32.2 | 9.4 | OK | LOS | 31
RUR-R-0269 | RUR-R-0253 | 8.9 | 18 GHz XPIC 2+0, 2 × 112 MHz, 2048-QAM | 2.0 Gbps | 1.2 | 44.5 | 136.5 | -26.6 | 33.4 | 13.1 | OK | BLOCKED by 6 m: raise antennas or relay | -6
RUR-R-0270 | RUR-R-0250 | 12.3 | 18 GHz XPIC 2+0, 2 × 112 MHz, 2048-QAM | 2.0 Gbps | 1.2 | 44.5 | 139.4 | -29.4 | 30.6 | 16.5 | OK | BLOCKED by 15 m: raise antennas or relay | -15
RUR-R-0272 | RUR-R-0262 | 3.8 | E-band + 18 GHz multiband (carrier-bonded) | 10 Gbps clear-sky / 1 Gbps guaranteed | 0.9 | 42 | 129.1 | -26.1 | 35.9 | 6.5 | OK | BLOCKED by 31 m: raise antennas or relay | -31
RUR-R-0273 | RUR-R-0262 | 7 | 18 GHz XPIC 2+0, 2 × 112 MHz, 2048-QAM | 2.0 Gbps | 1.2 | 44.5 | 134.5 | -24.5 | 35.5 | 10.9 | OK | LOS | 13
RUR-R-0274 | AMM-SU-3358 | 6.3 | E-band + 18 GHz multiband (carrier-bonded) | 10 Gbps clear-sky / 1 Gbps guaranteed | 0.9 | 42 | 133.6 | -30.6 | 31.4 | 10.1 | OK | LOS | 29
RUR-R-0275 | RUR-R-0276 | 4.5 | E-band + 18 GHz multiband (carrier-bonded) | 10 Gbps clear-sky / 1 Gbps guaranteed | 0.9 | 42 | 130.6 | -27.6 | 34.4 | 7.6 | OK | LOS | 28
RUR-R-0277 | RUR-R-0276 | 4.5 | E-band + 18 GHz multiband (carrier-bonded) | 10 Gbps clear-sky / 1 Gbps guaranteed | 0.9 | 42 | 130.6 | -27.6 | 34.4 | 7.6 | OK | BLOCKED by 1 m: raise antennas or relay | -1
RUR-R-0278 | AMM-SU-3408 | 6.2 | E-band + 18 GHz multiband (carrier-bonded) | 10 Gbps clear-sky / 1 Gbps guaranteed | 0.9 | 42 | 133.3 | -30.4 | 31.6 | 9.9 | OK | BLOCKED by 75 m: raise antennas or relay | -75
RUR-R-0279 | AMM-SU-3431 | 3.8 | E-band + 18 GHz multiband (carrier-bonded) | 10 Gbps clear-sky / 1 Gbps guaranteed | 0.9 | 42 | 129.2 | -26.3 | 35.7 | 6.6 | OK | LOS | 2
RUR-R-0281 | RUR-R-0280 | 4.8 | E-band + 18 GHz multiband (carrier-bonded) | 10 Gbps clear-sky / 1 Gbps guaranteed | 0.9 | 42 | 131.2 | -28.2 | 33.8 | 8 | OK | LOS | 41
RUR-R-0282 | RUR-R-0295 | 7.9 | 18 GHz XPIC 2+0, 2 × 112 MHz, 2048-QAM | 2.0 Gbps | 1.2 | 44.5 | 135.5 | -25.5 | 34.5 | 12 | OK | LOS | 42
RUR-R-0283 | RUR-R-0311 | 11.9 | 18 GHz XPIC 2+0, 2 × 112 MHz, 2048-QAM | 2.0 Gbps | 1.2 | 44.5 | 139 | -29.1 | 30.9 | 16.1 | OK | LOS | 41
RUR-R-0284 | RUR-R-0311 | 15.6 | 18 GHz XPIC 2+0, 2 × 112 MHz, 2048-QAM | 2.0 Gbps | 1.2 | 44.5 | 141.4 | -31.4 | 28.6 | 19.2 | OK | LOS | 45
RUR-R-0285 | DEI-SU-0013 | 3.9 | E-band + 18 GHz multiband (carrier-bonded) | 10 Gbps clear-sky / 1 Gbps guaranteed | 0.9 | 42 | 129.5 | -26.5 | 35.5 | 6.8 | OK | LOS | 6
RUR-R-0286 | RUR-R-0271 | 7.6 | 18 GHz XPIC 2+0, 2 × 112 MHz, 2048-QAM | 2.0 Gbps | 1.2 | 44.5 | 135.1 | -25.2 | 34.8 | 11.6 | OK | BLOCKED by 274 m: raise antennas or relay | -274
RUR-R-0287 | RUR-R-0289 | 9.2 | 18 GHz XPIC 2+0, 2 × 112 MHz, 2048-QAM | 2.0 Gbps | 1.2 | 44.5 | 136.8 | -26.8 | 33.2 | 13.4 | OK | LOS | 2
RUR-R-0288 | RUR-R-0289 | 5.3 | E-band + 18 GHz multiband (carrier-bonded) | 10 Gbps clear-sky / 1 Gbps guaranteed | 0.9 | 42 | 132 | -29 | 33 | 8.7 | OK | BLOCKED by 9 m: raise antennas or relay | -9
RUR-R-0290 | RUR-R-0289 | 3.7 | E-band + 18 GHz multiband (carrier-bonded) | 10 Gbps clear-sky / 1 Gbps guaranteed | 0.9 | 42 | 128.8 | -25.8 | 36.2 | 6.4 | OK | BLOCKED by 73 m: raise antennas or relay | -73
RUR-R-0291 | RUR-R-0276 | 7.6 | 18 GHz XPIC 2+0, 2 × 112 MHz, 2048-QAM | 2.0 Gbps | 1.2 | 44.5 | 135.2 | -25.2 | 34.8 | 11.6 | OK | LOS | 9
RUR-R-0292 | AMM-SU-3431 | 8.3 | 18 GHz XPIC 2+0, 2 × 112 MHz, 2048-QAM | 2.0 Gbps | 1.2 | 44.5 | 136 | -26 | 34 | 12.5 | OK | BLOCKED by 19 m: raise antennas or relay | -19
RUR-R-0293 | AMM-SU-3438 | 6.5 | E-band + 18 GHz multiband (carrier-bonded) | 10 Gbps clear-sky / 1 Gbps guaranteed | 0.9 | 42 | 133.9 | -30.9 | 31.1 | 10.4 | OK | BLOCKED by 14 m: raise antennas or relay | -14
RUR-R-0294 | RUR-R-0280 | 3.9 | E-band + 18 GHz multiband (carrier-bonded) | 10 Gbps clear-sky / 1 Gbps guaranteed | 0.9 | 42 | 129.4 | -26.4 | 35.6 | 6.7 | OK | LOS | 5
RUR-R-0296 | RUR-R-0311 | 4.1 | E-band + 18 GHz multiband (carrier-bonded) | 10 Gbps clear-sky / 1 Gbps guaranteed | 0.9 | 42 | 129.9 | -26.9 | 35.1 | 7.1 | OK | LOS | 42
RUR-R-0297 | RUR-R-0311 | 7.8 | 18 GHz XPIC 2+0, 2 × 112 MHz, 2048-QAM | 2.0 Gbps | 1.2 | 44.5 | 135.4 | -25.5 | 34.5 | 11.9 | OK | LOS | 39
RUR-R-0298 | RUR-R-0311 | 11.7 | 18 GHz XPIC 2+0, 2 × 112 MHz, 2048-QAM | 2.0 Gbps | 1.2 | 44.5 | 138.9 | -28.9 | 31.1 | 15.9 | OK | LOS | 38
RUR-R-0299 | RUR-R-0355 | 15.9 | 18 GHz XPIC 2+0, 2 × 112 MHz, 2048-QAM | 2.0 Gbps | 1.2 | 44.5 | 141.6 | -31.6 | 28.4 | 19.4 | OK | LOS | 26
RUR-R-0300 | DEI-SU-0023 | 3.7 | E-band + 18 GHz multiband (carrier-bonded) | 10 Gbps clear-sky / 1 Gbps guaranteed | 0.9 | 42 | 128.8 | -25.8 | 36.2 | 6.4 | OK | LOS | 36
RUR-R-0301 | DEI-SU-0023 | 7.3 | 18 GHz XPIC 2+0, 2 × 112 MHz, 2048-QAM | 2.0 Gbps | 1.2 | 44.5 | 134.9 | -24.9 | 35.1 | 11.3 | OK | LOS | 43
RUR-R-0302 | AJL-SU-0042 | 9.6 | 18 GHz XPIC 2+0, 2 × 112 MHz, 2048-QAM | 2.0 Gbps | 1.2 | 44.5 | 137.2 | -27.2 | 32.8 | 13.9 | OK | BLOCKED by 247 m: raise antennas or relay | -247
RUR-R-0303 | JER-SU-0079 | 7.7 | 18 GHz XPIC 2+0, 2 × 112 MHz, 2048-QAM | 2.0 Gbps | 1.2 | 44.5 | 135.3 | -25.3 | 34.7 | 11.8 | OK | BLOCKED by 56 m: raise antennas or relay | -56
RUR-R-0304 | RUR-R-0305 | 4.5 | E-band + 18 GHz multiband (carrier-bonded) | 10 Gbps clear-sky / 1 Gbps guaranteed | 0.9 | 42 | 130.6 | -27.6 | 34.4 | 7.6 | OK | LOS | 39
RUR-R-0306 | JER-SU-0078 | 4.2 | E-band + 18 GHz multiband (carrier-bonded) | 10 Gbps clear-sky / 1 Gbps guaranteed | 0.9 | 42 | 130.1 | -27.1 | 34.9 | 7.2 | OK | LOS | 15
RUR-R-0307 | JER-SU-0083 | 7.7 | 18 GHz XPIC 2+0, 2 × 112 MHz, 2048-QAM | 2.0 Gbps | 1.2 | 44.5 | 135.3 | -25.4 | 34.6 | 11.8 | OK | BLOCKED by 192 m: raise antennas or relay | -192
RUR-R-0308 | AMM-SU-3438 | 10.5 | 18 GHz XPIC 2+0, 2 × 112 MHz, 2048-QAM | 2.0 Gbps | 1.2 | 44.5 | 138 | -28 | 32 | 14.8 | OK | BLOCKED by 113 m: raise antennas or relay | -113
RUR-R-0309 | RUR-R-0295 | 8.1 | 18 GHz XPIC 2+0, 2 × 112 MHz, 2048-QAM | 2.0 Gbps | 1.2 | 44.5 | 135.7 | -25.7 | 34.3 | 12.2 | OK | BLOCKED by 0 m: raise antennas or relay | 0
RUR-R-0310 | RUR-R-0295 | 4.7 | E-band + 18 GHz multiband (carrier-bonded) | 10 Gbps clear-sky / 1 Gbps guaranteed | 0.9 | 42 | 131 | -28.1 | 33.9 | 7.9 | OK | LOS | 39
RUR-R-0312 | RUR-R-0311 | 4.7 | E-band + 18 GHz multiband (carrier-bonded) | 10 Gbps clear-sky / 1 Gbps guaranteed | 0.9 | 42 | 131 | -28.1 | 33.9 | 7.9 | OK | LOS | 22
RUR-R-0313 | RUR-R-0311 | 8.1 | 18 GHz XPIC 2+0, 2 × 112 MHz, 2048-QAM | 2.0 Gbps | 1.2 | 44.5 | 135.7 | -25.8 | 34.2 | 12.2 | OK | LOS | 24
RUR-R-0314 | RUR-R-0355 | 12.1 | 18 GHz XPIC 2+0, 2 × 112 MHz, 2048-QAM | 2.0 Gbps | 1.2 | 44.5 | 139.2 | -29.2 | 30.8 | 16.3 | OK | LOS | 30
RUR-R-0315 | RUR-R-0356 | 11.9 | 18 GHz XPIC 2+0, 2 × 112 MHz, 2048-QAM | 2.0 Gbps | 1.2 | 44.5 | 139.1 | -29.1 | 30.9 | 16.1 | OK | LOS | 17
RUR-R-0316 | RUR-R-0332 | 4.4 | E-band + 18 GHz multiband (carrier-bonded) | 10 Gbps clear-sky / 1 Gbps guaranteed | 0.9 | 42 | 130.4 | -27.4 | 34.6 | 7.5 | OK | LOS | 24
RUR-R-0317 | RUR-R-0332 | 4.1 | E-band + 18 GHz multiband (carrier-bonded) | 10 Gbps clear-sky / 1 Gbps guaranteed | 0.9 | 42 | 129.9 | -26.9 | 35.1 | 7.1 | OK | BLOCKED by 23 m: raise antennas or relay | -23
RUR-R-0318 | RUR-R-0332 | 7.7 | 18 GHz XPIC 2+0, 2 × 112 MHz, 2048-QAM | 2.0 Gbps | 1.2 | 44.5 | 135.3 | -25.3 | 34.7 | 11.8 | OK | LOS | 11
RUR-R-0319 | AJL-SU-0041 | 5.7 | E-band + 18 GHz multiband (carrier-bonded) | 10 Gbps clear-sky / 1 Gbps guaranteed | 0.9 | 42 | 132.6 | -29.7 | 32.3 | 9.2 | OK | BLOCKED by 205 m: raise antennas or relay | -205
RUR-R-0320 | AJL-SU-0044 | 6.2 | E-band + 18 GHz multiband (carrier-bonded) | 10 Gbps clear-sky / 1 Gbps guaranteed | 0.9 | 42 | 133.4 | -30.4 | 31.6 | 9.9 | OK | BLOCKED by 186 m: raise antennas or relay | -186
RUR-R-0321 | JER-SU-0084 | 4.7 | E-band + 18 GHz multiband (carrier-bonded) | 10 Gbps clear-sky / 1 Gbps guaranteed | 0.9 | 42 | 131 | -28 | 34 | 7.9 | OK | LOS | 22
RUR-R-0322 | JER-SU-0093 | 3.8 | E-band + 18 GHz multiband (carrier-bonded) | 10 Gbps clear-sky / 1 Gbps guaranteed | 0.9 | 42 | 129.2 | -26.2 | 35.8 | 6.6 | OK | LOS | 3
RUR-R-0323 | JER-SU-0093 | 8.3 | 18 GHz XPIC 2+0, 2 × 112 MHz, 2048-QAM | 2.0 Gbps | 1.2 | 44.5 | 136 | -26 | 34 | 12.5 | OK | BLOCKED by 24 m: raise antennas or relay | -24
RUR-R-0324 | RUR-R-0340 | 11.4 | 18 GHz XPIC 2+0, 2 × 112 MHz, 2048-QAM | 2.0 Gbps | 1.2 | 44.5 | 138.7 | -28.7 | 31.3 | 15.7 | OK | LOS | 4
RUR-R-0325 | RUR-R-0340 | 7.6 | 18 GHz XPIC 2+0, 2 × 112 MHz, 2048-QAM | 2.0 Gbps | 1.2 | 44.5 | 135.2 | -25.2 | 34.8 | 11.6 | OK | BLOCKED by 0 m: raise antennas or relay | 0
RUR-R-0326 | RUR-R-0340 | 3.9 | E-band + 18 GHz multiband (carrier-bonded) | 10 Gbps clear-sky / 1 Gbps guaranteed | 0.9 | 42 | 129.3 | -26.4 | 35.6 | 6.7 | OK | LOS | 13
RUR-R-0327 | RUR-R-0311 | 4.2 | E-band + 18 GHz multiband (carrier-bonded) | 10 Gbps clear-sky / 1 Gbps guaranteed | 0.9 | 42 | 130.1 | -27.1 | 34.9 | 7.2 | OK | LOS | 23
RUR-R-0328 | MAF-SU-0128 | 6.6 | E-band + 18 GHz multiband (carrier-bonded) | 10 Gbps clear-sky / 1 Gbps guaranteed | 0.9 | 42 | 133.9 | -30.9 | 31.1 | 10.4 | OK | LOS | 27
RUR-R-0329 | RUR-R-0354 | 7.8 | 18 GHz XPIC 2+0, 2 × 112 MHz, 2048-QAM | 2.0 Gbps | 1.2 | 44.5 | 135.4 | -25.4 | 34.6 | 11.9 | OK | LOS | 31
RUR-R-0330 | RUR-R-0355 | 8.1 | 18 GHz XPIC 2+0, 2 × 112 MHz, 2048-QAM | 2.0 Gbps | 1.2 | 44.5 | 135.7 | -25.7 | 34.3 | 12.2 | OK | LOS | 39
RUR-R-0331 | RUR-R-0356 | 7.3 | 18 GHz XPIC 2+0, 2 × 112 MHz, 2048-QAM | 2.0 Gbps | 1.2 | 44.5 | 134.8 | -24.8 | 35.2 | 11.3 | OK | LOS | 26
RUR-R-0333 | RUR-R-0332 | 3.9 | E-band + 18 GHz multiband (carrier-bonded) | 10 Gbps clear-sky / 1 Gbps guaranteed | 0.9 | 42 | 129.5 | -26.5 | 35.5 | 6.8 | OK | LOS | 1
RUR-R-0334 | AJL-SU-0045 | 4 | E-band + 18 GHz multiband (carrier-bonded) | 10 Gbps clear-sky / 1 Gbps guaranteed | 0.9 | 42 | 129.7 | -26.7 | 35.3 | 7 | OK | LOS | 29
RUR-R-0335 | AJL-SU-0055 | 3.9 | E-band + 18 GHz multiband (carrier-bonded) | 10 Gbps clear-sky / 1 Gbps guaranteed | 0.9 | 42 | 129.3 | -26.4 | 35.6 | 6.7 | OK | BLOCKED by 16 m: raise antennas or relay | -16
RUR-R-0336 | JER-SU-0093 | 6.3 | E-band + 18 GHz multiband (carrier-bonded) | 10 Gbps clear-sky / 1 Gbps guaranteed | 0.9 | 42 | 133.5 | -30.5 | 31.5 | 10 | OK | BLOCKED by 81 m: raise antennas or relay | -81
RUR-R-0337 | JER-SU-0093 | 10 | 18 GHz XPIC 2+0, 2 × 112 MHz, 2048-QAM | 2.0 Gbps | 1.2 | 44.5 | 137.6 | -27.6 | 32.4 | 14.3 | OK | BLOCKED by 42 m: raise antennas or relay | -42
RUR-R-0338 | RUR-R-0340 | 8.6 | 18 GHz XPIC 2+0, 2 × 112 MHz, 2048-QAM | 2.0 Gbps | 1.2 | 44.5 | 136.3 | -26.3 | 33.7 | 12.8 | OK | LOS | 6
RUR-R-0339 | RUR-R-0340 | 4.2 | E-band + 18 GHz multiband (carrier-bonded) | 10 Gbps clear-sky / 1 Gbps guaranteed | 0.9 | 42 | 130 | -27 | 35 | 7.2 | OK | LOS | 15
RUR-R-0341 | RUR-R-0354 | 4.2 | E-band + 18 GHz multiband (carrier-bonded) | 10 Gbps clear-sky / 1 Gbps guaranteed | 0.9 | 42 | 130.1 | -27.1 | 34.9 | 7.2 | OK | LOS | 36
RUR-R-0342 | RUR-R-0354 | 4.8 | E-band + 18 GHz multiband (carrier-bonded) | 10 Gbps clear-sky / 1 Gbps guaranteed | 0.9 | 42 | 131.1 | -28.2 | 33.8 | 8 | OK | LOS | 39
RUR-R-0343 | RUR-R-0356 | 4.5 | E-band + 18 GHz multiband (carrier-bonded) | 10 Gbps clear-sky / 1 Gbps guaranteed | 0.9 | 42 | 130.6 | -27.6 | 34.4 | 7.6 | OK | LOS | 34
RUR-R-0345 | RUR-R-0344 | 4.4 | E-band + 18 GHz multiband (carrier-bonded) | 10 Gbps clear-sky / 1 Gbps guaranteed | 0.9 | 42 | 130.5 | -27.5 | 34.5 | 7.5 | OK | BLOCKED by 13 m: raise antennas or relay | -13
RUR-R-0346 | AJL-SU-0062 | 4.6 | E-band + 18 GHz multiband (carrier-bonded) | 10 Gbps clear-sky / 1 Gbps guaranteed | 0.9 | 42 | 130.8 | -27.8 | 34.2 | 7.7 | OK | LOS | 25
RUR-R-0348 | JER-SU-0113 | 3.2 | E-band + 18 GHz multiband (carrier-bonded) | 10 Gbps clear-sky / 1 Gbps guaranteed | 0.9 | 42 | 127.7 | -24.7 | 37.3 | 5.7 | OK | LOS | 33
RUR-R-0349 | JER-SU-0117 | 2.9 | E-band 80 GHz 1+0, 2 GHz channel | 10 Gbps | 0.6 | 51.4 | 139.6 | -22.8 | 35.2 | 26.1 | OK | LOS | 33
RUR-R-0350 | JER-SU-0105 | 4.8 | E-band + 18 GHz multiband (carrier-bonded) | 10 Gbps clear-sky / 1 Gbps guaranteed | 0.9 | 42 | 131.2 | -28.2 | 33.8 | 8 | OK | BLOCKED by 129 m: raise antennas or relay | -129
RUR-R-0351 | JER-SU-0105 | 9.2 | 18 GHz XPIC 2+0, 2 × 112 MHz, 2048-QAM | 2.0 Gbps | 1.2 | 44.5 | 136.8 | -26.8 | 33.2 | 13.4 | OK | BLOCKED by 111 m: raise antennas or relay | -111
RUR-R-0352 | MAF-SU-0149 | 9.9 | 18 GHz XPIC 2+0, 2 × 112 MHz, 2048-QAM | 2.0 Gbps | 1.2 | 44.5 | 137.4 | -27.5 | 32.5 | 14.1 | OK | BLOCKED by 5 m: raise antennas or relay | -5
RUR-R-0353 | MAF-SU-0149 | 5.9 | E-band + 18 GHz multiband (carrier-bonded) | 10 Gbps clear-sky / 1 Gbps guaranteed | 0.9 | 42 | 132.9 | -30 | 32 | 9.5 | OK | LOS | 32
RUR-R-0358 | RUR-R-0357 | 4.7 | E-band + 18 GHz multiband (carrier-bonded) | 10 Gbps clear-sky / 1 Gbps guaranteed | 0.9 | 42 | 131 | -28 | 34 | 7.9 | OK | BLOCKED by 46 m: raise antennas or relay | -46
RUR-R-0359 | AJL-SU-0065 | 3.1 | E-band + 18 GHz multiband (carrier-bonded) | 10 Gbps clear-sky / 1 Gbps guaranteed | 0.9 | 42 | 127.3 | -24.3 | 37.7 | 5.5 | OK | BLOCKED by 61 m: raise antennas or relay | -61
RUR-R-0360 | AJL-SU-0077 | 2.9 | E-band 80 GHz 1+0, 2 GHz channel | 10 Gbps | 0.6 | 51.4 | 139.9 | -23.1 | 34.9 | 26.9 | OK | BLOCKED by 34 m: raise antennas or relay | -34
RUR-R-0361 | RUR-R-0347 | 4.4 | E-band + 18 GHz multiband (carrier-bonded) | 10 Gbps clear-sky / 1 Gbps guaranteed | 0.9 | 42 | 130.4 | -27.4 | 34.6 | 7.5 | OK | LOS | 4
RUR-R-0363 | RUR-R-0362 | 5 | E-band + 18 GHz multiband (carrier-bonded) | 10 Gbps clear-sky / 1 Gbps guaranteed | 0.9 | 42 | 131.5 | -28.6 | 33.4 | 8.3 | OK | LOS | 33
RUR-R-0364 | JER-SU-0105 | 9.2 | 18 GHz XPIC 2+0, 2 × 112 MHz, 2048-QAM | 2.0 Gbps | 1.2 | 44.5 | 136.8 | -26.8 | 33.2 | 13.4 | OK | BLOCKED by 163 m: raise antennas or relay | -163
RUR-R-0365 | RUR-R-0398 | 9.1 | 18 GHz XPIC 2+0, 2 × 112 MHz, 2048-QAM | 2.0 Gbps | 1.2 | 44.5 | 136.7 | -26.7 | 33.3 | 13.3 | OK | BLOCKED by 8 m: raise antennas or relay | -8
RUR-R-0366 | RUR-R-0398 | 7.5 | 18 GHz XPIC 2+0, 2 × 112 MHz, 2048-QAM | 2.0 Gbps | 1.2 | 44.5 | 135.1 | -25.1 | 34.9 | 11.6 | OK | LOS | 6
RUR-R-0367 | MAF-SU-0159 | 3.8 | E-band + 18 GHz multiband (carrier-bonded) | 10 Gbps clear-sky / 1 Gbps guaranteed | 0.9 | 42 | 129.1 | -26.1 | 35.9 | 6.6 | OK | LOS | 18
RUR-R-0368 | MAF-SU-0158 | 2.6 | E-band 80 GHz 1+0, 2 GHz channel | 10 Gbps | 0.6 | 51.4 | 138.7 | -21.9 | 36.1 | 23.8 | OK | LOS | 29
RUR-R-0369 | RUR-R-0355 | 4.9 | E-band + 18 GHz multiband (carrier-bonded) | 10 Gbps clear-sky / 1 Gbps guaranteed | 0.9 | 42 | 131.3 | -28.3 | 33.7 | 8.1 | OK | LOS | 41
RUR-R-0370 | RUR-R-0355 | 4.1 | E-band + 18 GHz multiband (carrier-bonded) | 10 Gbps clear-sky / 1 Gbps guaranteed | 0.9 | 42 | 129.9 | -26.9 | 35.1 | 7.1 | OK | LOS | 39
RUR-R-0372 | RUR-R-0371 | 3.9 | E-band + 18 GHz multiband (carrier-bonded) | 10 Gbps clear-sky / 1 Gbps guaranteed | 0.9 | 42 | 129.4 | -26.4 | 35.6 | 6.7 | OK | LOS | 5
RUR-R-0373 | AJL-SU-0072 | 7 | E-band + 18 GHz multiband (carrier-bonded) | 10 Gbps clear-sky / 1 Gbps guaranteed | 0.9 | 42 | 134.4 | -31.4 | 30.6 | 10.9 | OK | BLOCKED by 58 m: raise antennas or relay | -58
RUR-R-0374 | RUR-R-0375 | 4.8 | E-band + 18 GHz multiband (carrier-bonded) | 10 Gbps clear-sky / 1 Gbps guaranteed | 0.9 | 42 | 131.1 | -28.2 | 33.8 | 8 | OK | LOS | 11
RUR-R-0376 | RUR-R-0392 | 4.2 | E-band + 18 GHz multiband (carrier-bonded) | 10 Gbps clear-sky / 1 Gbps guaranteed | 0.9 | 42 | 130 | -27 | 35 | 7.1 | OK | LOS | 2
RUR-R-0378 | RUR-R-0362 | 4 | E-band + 18 GHz multiband (carrier-bonded) | 10 Gbps clear-sky / 1 Gbps guaranteed | 0.9 | 42 | 129.7 | -26.7 | 35.3 | 6.9 | OK | BLOCKED by 4 m: raise antennas or relay | -4
RUR-R-0379 | RUR-R-0362 | 7.5 | 18 GHz XPIC 2+0, 2 × 112 MHz, 2048-QAM | 2.0 Gbps | 1.2 | 44.5 | 135 | -25 | 35 | 11.5 | OK | LOS | 10
RUR-R-0380 | RUR-R-0398 | 7.3 | 18 GHz XPIC 2+0, 2 × 112 MHz, 2048-QAM | 2.0 Gbps | 1.2 | 44.5 | 134.8 | -24.8 | 35.2 | 11.2 | OK | LOS | 7
RUR-R-0381 | RUR-R-0398 | 4.2 | E-band + 18 GHz multiband (carrier-bonded) | 10 Gbps clear-sky / 1 Gbps guaranteed | 0.9 | 42 | 130.1 | -27.1 | 34.9 | 7.2 | OK | LOS | 44
RUR-R-0382 | RUR-R-0398 | 4.1 | E-band + 18 GHz multiband (carrier-bonded) | 10 Gbps clear-sky / 1 Gbps guaranteed | 0.9 | 42 | 129.9 | -26.9 | 35.1 | 7.1 | OK | LOS | 20
RUR-R-0385 | MAF-SU-0175 | 3.9 | E-band + 18 GHz multiband (carrier-bonded) | 10 Gbps clear-sky / 1 Gbps guaranteed | 0.9 | 42 | 129.5 | -26.5 | 35.5 | 6.8 | OK | LOS | 27
RUR-R-0386 | MAF-SU-0162 | 6.7 | E-band + 18 GHz multiband (carrier-bonded) | 10 Gbps clear-sky / 1 Gbps guaranteed | 0.9 | 42 | 134 | -31.1 | 30.9 | 10.5 | OK | LOS | 22
RUR-R-0387 | RUR-R-0355 | 8.1 | 18 GHz XPIC 2+0, 2 × 112 MHz, 2048-QAM | 2.0 Gbps | 1.2 | 44.5 | 135.7 | -25.7 | 34.3 | 12.2 | OK | LOS | 30
RUR-R-0389 | RUR-R-0388 | 4.4 | E-band + 18 GHz multiband (carrier-bonded) | 10 Gbps clear-sky / 1 Gbps guaranteed | 0.9 | 42 | 130.5 | -27.5 | 34.5 | 7.5 | OK | LOS | 36
RUR-R-0390 | RUR-R-0407 | 7.5 | 18 GHz XPIC 2+0, 2 × 112 MHz, 2048-QAM | 2.0 Gbps | 1.2 | 44.5 | 135 | -25 | 35 | 11.5 | OK | BLOCKED by 69 m: raise antennas or relay | -69
RUR-R-0391 | RUR-R-0407 | 4.7 | E-band + 18 GHz multiband (carrier-bonded) | 10 Gbps clear-sky / 1 Gbps guaranteed | 0.9 | 42 | 131 | -28.1 | 33.9 | 7.9 | OK | LOS | 8
RUR-R-0393 | RUR-R-0392 | 4.3 | E-band + 18 GHz multiband (carrier-bonded) | 10 Gbps clear-sky / 1 Gbps guaranteed | 0.9 | 42 | 130.1 | -27.1 | 34.9 | 7.3 | OK | BLOCKED by 12 m: raise antennas or relay | -12
RUR-R-0395 | RUR-R-0394 | 3.9 | E-band + 18 GHz multiband (carrier-bonded) | 10 Gbps clear-sky / 1 Gbps guaranteed | 0.9 | 42 | 129.5 | -26.5 | 35.5 | 6.8 | OK | LOS | 44
RUR-R-0396 | RUR-R-0411 | 8.5 | 18 GHz XPIC 2+0, 2 × 112 MHz, 2048-QAM | 2.0 Gbps | 1.2 | 44.5 | 136.1 | -26.1 | 33.9 | 12.6 | OK | LOS | 24
RUR-R-0397 | RUR-R-0398 | 4.2 | E-band + 18 GHz multiband (carrier-bonded) | 10 Gbps clear-sky / 1 Gbps guaranteed | 0.9 | 42 | 130 | -27 | 35 | 7.2 | OK | LOS | 39
RUR-R-0399 | RUR-R-0383 | 4.6 | E-band + 18 GHz multiband (carrier-bonded) | 10 Gbps clear-sky / 1 Gbps guaranteed | 0.9 | 42 | 130.8 | -27.8 | 34.2 | 7.8 | OK | LOS | 41
RUR-R-0400 | RUR-R-0414 | 4.3 | E-band + 18 GHz multiband (carrier-bonded) | 10 Gbps clear-sky / 1 Gbps guaranteed | 0.9 | 42 | 130.3 | -27.3 | 34.7 | 7.4 | OK | LOS | 43
RUR-R-0402 | RUR-R-0401 | 4.5 | E-band + 18 GHz multiband (carrier-bonded) | 10 Gbps clear-sky / 1 Gbps guaranteed | 0.9 | 42 | 130.6 | -27.6 | 34.4 | 7.6 | OK | LOS | 37
RUR-R-0403 | RUR-R-0401 | 8.9 | 18 GHz XPIC 2+0, 2 × 112 MHz, 2048-QAM | 2.0 Gbps | 1.2 | 44.5 | 136.5 | -26.5 | 33.5 | 13.1 | OK | LOS | 31
RUR-R-0404 | RUR-R-0416 | 4.4 | E-band + 18 GHz multiband (carrier-bonded) | 10 Gbps clear-sky / 1 Gbps guaranteed | 0.9 | 42 | 130.4 | -27.4 | 34.6 | 7.5 | OK | BLOCKED by 44 m: raise antennas or relay | -44
RUR-R-0405 | RUR-R-0388 | 7.7 | 18 GHz XPIC 2+0, 2 × 112 MHz, 2048-QAM | 2.0 Gbps | 1.2 | 44.5 | 135.3 | -25.3 | 34.7 | 11.8 | OK | BLOCKED by 111 m: raise antennas or relay | -111
RUR-R-0406 | RUR-R-0407 | 5.2 | E-band + 18 GHz multiband (carrier-bonded) | 10 Gbps clear-sky / 1 Gbps guaranteed | 0.9 | 42 | 131.9 | -29 | 33 | 8.7 | OK | LOS | 42
RUR-R-0408 | IRB-SU-0508 | 3.2 | E-band + 18 GHz multiband (carrier-bonded) | 10 Gbps clear-sky / 1 Gbps guaranteed | 0.9 | 42 | 127.6 | -24.6 | 37.4 | 5.6 | OK | BLOCKED by 13 m: raise antennas or relay | -13
RUR-R-0409 | IRB-SU-0540 | 5.8 | E-band + 18 GHz multiband (carrier-bonded) | 10 Gbps clear-sky / 1 Gbps guaranteed | 0.9 | 42 | 132.8 | -29.9 | 32.1 | 9.4 | OK | BLOCKED by 14 m: raise antennas or relay | -14
RUR-R-0410 | RUR-R-0421 | 4.7 | E-band + 18 GHz multiband (carrier-bonded) | 10 Gbps clear-sky / 1 Gbps guaranteed | 0.9 | 42 | 131 | -28.1 | 33.9 | 7.9 | OK | LOS | 41
RUR-R-0412 | RUR-R-0411 | 3.9 | E-band + 18 GHz multiband (carrier-bonded) | 10 Gbps clear-sky / 1 Gbps guaranteed | 0.9 | 42 | 129.4 | -26.4 | 35.6 | 6.8 | OK | BLOCKED by 15 m: raise antennas or relay | -15
RUR-R-0413 | RUR-R-0414 | 5 | E-band + 18 GHz multiband (carrier-bonded) | 10 Gbps clear-sky / 1 Gbps guaranteed | 0.9 | 42 | 131.5 | -28.6 | 33.4 | 8.3 | OK | LOS | 42
RUR-R-0415 | RUR-R-0414 | 4.5 | E-band + 18 GHz multiband (carrier-bonded) | 10 Gbps clear-sky / 1 Gbps guaranteed | 0.9 | 42 | 130.6 | -27.6 | 34.4 | 7.6 | OK | LOS | 40
RUR-R-0417 | RUR-R-0416 | 4.5 | E-band + 18 GHz multiband (carrier-bonded) | 10 Gbps clear-sky / 1 Gbps guaranteed | 0.9 | 42 | 130.6 | -27.6 | 34.4 | 7.6 | OK | LOS | 16
RUR-R-0418 | IRB-SU-0614 | 7.8 | 18 GHz XPIC 2+0, 2 × 112 MHz, 2048-QAM | 2.0 Gbps | 1.2 | 44.5 | 135.4 | -25.4 | 34.6 | 11.9 | OK | LOS | 3
RUR-R-0419 | IRB-SU-0586 | 3.2 | E-band + 18 GHz multiband (carrier-bonded) | 10 Gbps clear-sky / 1 Gbps guaranteed | 0.9 | 42 | 127.7 | -24.7 | 37.3 | 5.7 | OK | LOS | 13
RUR-R-0420 | IRB-SU-0612 | 3.4 | E-band + 18 GHz multiband (carrier-bonded) | 10 Gbps clear-sky / 1 Gbps guaranteed | 0.9 | 42 | 128.3 | -25.3 | 36.7 | 6 | OK | LOS | 29
RUR-R-0422 | RUR-R-0411 | 7.5 | 18 GHz XPIC 2+0, 2 × 112 MHz, 2048-QAM | 2.0 Gbps | 1.2 | 44.5 | 135 | -25.1 | 34.9 | 11.5 | OK | BLOCKED by 35 m: raise antennas or relay | -35
RUR-R-0423 | RUR-R-0416 | 5 | E-band + 18 GHz multiband (carrier-bonded) | 10 Gbps clear-sky / 1 Gbps guaranteed | 0.9 | 42 | 131.5 | -28.5 | 33.5 | 8.3 | OK | BLOCKED by 46 m: raise antennas or relay | -46
RUR-R-0424 | RUR-R-0416 | 7.3 | 18 GHz XPIC 2+0, 2 × 112 MHz, 2048-QAM | 2.0 Gbps | 1.2 | 44.5 | 134.9 | -24.9 | 35.1 | 11.3 | OK | BLOCKED by 128 m: raise antennas or relay | -128
RUR-R-0425 | IRB-SU-0614 | 4.4 | E-band + 18 GHz multiband (carrier-bonded) | 10 Gbps clear-sky / 1 Gbps guaranteed | 0.9 | 42 | 130.4 | -27.4 | 34.6 | 7.5 | OK | LOS | 9
RUR-R-0426 | RUR-R-0429 | 4.5 | E-band + 18 GHz multiband (carrier-bonded) | 10 Gbps clear-sky / 1 Gbps guaranteed | 0.9 | 42 | 130.6 | -27.6 | 34.4 | 7.6 | OK | LOS | 23
RUR-R-0427 | RUR-R-0428 | 4.4 | E-band + 18 GHz multiband (carrier-bonded) | 10 Gbps clear-sky / 1 Gbps guaranteed | 0.9 | 42 | 130.5 | -27.5 | 34.5 | 7.5 | OK | LOS | 19
RUR-R-0431 | IRB-SU-0720 | 3.9 | E-band + 18 GHz multiband (carrier-bonded) | 10 Gbps clear-sky / 1 Gbps guaranteed | 0.9 | 42 | 129.3 | -26.3 | 35.7 | 6.7 | OK | LOS | 31
RUR-R-0432 | IRB-SU-0764 | 2.3 | E-band 80 GHz 1+0, 2 GHz channel | 10 Gbps | 0.6 | 51.4 | 137.8 | -21 | 37 | 21.7 | OK | LOS | 22
RUR-R-0433 | IRB-SU-0729 | 3.1 | E-band + 18 GHz multiband (carrier-bonded) | 10 Gbps clear-sky / 1 Gbps guaranteed | 0.9 | 42 | 127.2 | -24.3 | 37.7 | 5.4 | OK | LOS | 16
RUR-R-0434 | NOR-SU-0018 | 4.7 | E-band + 18 GHz multiband (carrier-bonded) | 10 Gbps clear-sky / 1 Gbps guaranteed | 0.9 | 42 | 131 | -28 | 34 | 7.9 | OK | BLOCKED by 38 m: raise antennas or relay | -38
RUR-R-0435 | RUR-R-0429 | 4.7 | E-band + 18 GHz multiband (carrier-bonded) | 10 Gbps clear-sky / 1 Gbps guaranteed | 0.9 | 42 | 131.1 | -28.1 | 33.9 | 8 | OK | LOS | 36
RUR-R-0436 | RUR-R-0430 | 4.4 | E-band + 18 GHz multiband (carrier-bonded) | 10 Gbps clear-sky / 1 Gbps guaranteed | 0.9 | 42 | 130.4 | -27.4 | 34.6 | 7.5 | OK | LOS | 50
RUR-R-0437 | IRB-SU-0765 | 6.5 | E-band + 18 GHz multiband (carrier-bonded) | 10 Gbps clear-sky / 1 Gbps guaranteed | 0.9 | 42 | 133.8 | -30.8 | 31.2 | 10.3 | OK | LOS | 40
RUR-R-0438 | IRB-SU-0768 | 5.5 | E-band + 18 GHz multiband (carrier-bonded) | 10 Gbps clear-sky / 1 Gbps guaranteed | 0.9 | 42 | 132.4 | -29.4 | 32.6 | 9 | OK | LOS | 2
RUR-R-0439 | IRB-SU-0771 | 5.6 | E-band + 18 GHz multiband (carrier-bonded) | 10 Gbps clear-sky / 1 Gbps guaranteed | 0.9 | 42 | 132.5 | -29.5 | 32.5 | 9.1 | OK | LOS | 10
RUR-R-0440 | IRB-SU-0764 | 6.9 | E-band + 18 GHz multiband (carrier-bonded) | 10 Gbps clear-sky / 1 Gbps guaranteed | 0.9 | 42 | 134.4 | -31.4 | 30.6 | 10.8 | OK | LOS | 23
RUR-R-0441 | RUR-R-0430 | 7.5 | 18 GHz XPIC 2+0, 2 × 112 MHz, 2048-QAM | 2.0 Gbps | 1.2 | 44.5 | 135.1 | -25.1 | 34.9 | 11.6 | OK | BLOCKED by 49 m: raise antennas or relay | -49
RUR-R-0442 | RUR-R-0430 | 9.3 | 18 GHz XPIC 2+0, 2 × 112 MHz, 2048-QAM | 2.0 Gbps | 1.2 | 44.5 | 137 | -27 | 33 | 13.6 | OK | BLOCKED by 20 m: raise antennas or relay | -20
RUR-R-0443 | IRB-SU-0765 | 8.9 | 18 GHz XPIC 2+0, 2 × 112 MHz, 2048-QAM | 2.0 Gbps | 1.2 | 44.5 | 136.6 | -26.6 | 33.4 | 13.2 | OK | BLOCKED by 50 m: raise antennas or relay | -50
RUR-R-0444 | IRB-SU-0770 | 9 | 18 GHz XPIC 2+0, 2 × 112 MHz, 2048-QAM | 2.0 Gbps | 1.2 | 44.5 | 136.7 | -26.7 | 33.3 | 13.3 | OK | LOS | 16